## Price List
Effective February 1, 2025 | [8 empty] | PRICES, LEAD TIMES, AND SHIPPING ARE SUBJECT TO CHANGE. PRODUCTS MAY BE DISCONTINUED WITHOUT PRIOR NOTICE.
| Price Change | Obsolete | Replacement | Part ID | PART DESCRIPTION | LIST PRICE | LENGTH | WIDTH | HEIGHT | WEIGHT | UPC | PACKAGE TYPE | PALLET QTY | PRODUCT MULTIPLIER CATEGORY | FFA NET MINIMUM | COUNTRY OF ORIGIN
|  |  |  | 634 | MODEL 634 ROOF CAP 3-1/4" X 10" OR 8" RD | 83 | 19 | 15 | 8 | 6 | 812961016439 | BOX | 48 | Commercial | N/A | US
|  |  |  | 641 | MODEL 641 ALUM WALL CAP 6" ROUND | 120 | 10 | 10 | 8 | 2 | 812961016453 | BOX | 112 | Commercial | N/A | US
|  |  |  | 135613 | ROOFTOP ROOF CURB (CURB2X) TRC1600RT | 1015 | N/A | N/A | N/A | N/A | N/A | BOX | N/A | Commercial | N/A | US
|  |  |  | 147384 | ROOFTOP ROOF CURB TRCEN800RT | 707 | N/A | N/A | N/A | N/A | N/A | BOX | N/A | Commercial | N/A | US
|  |  |  | 147435 | ROOFTOP ROOF CURB TRCEN500RT | 621 | N/A | N/A | N/A | N/A | N/A | BOX | N/A | Commercial | N/A | US
|  |  |  | 190101 | ROOFTOP ROOF CURB (CURB1.5) (TRC 1200RT) | 1015 | N/A | N/A | N/A | N/A | N/A | BOX | N/A | Commercial | N/A | US
|  |  |  | 611214 | 14 3/4" SQ GALV RF CURB 12" HIGH W.D.T. | 342 | 26 | 26 | 14 | 32 | 812482012712 | PLT | 4 | Quickship | N/A | US
|  |  |  | 611222 | 22 1/4" SQ GALV RF CURB 12" HIGH W.D.T. | 384 | 30 | 30 | 12 | 33 | 812482012736 | PLT | 5 | Commercial | N/A | US
|  |  |  | 611227 | 27-3/4" SQ GALV RF CURB 12" HIGH W.D.T. | 547 | 36 | 36 | 16 | 42 | 812482012743 | PLT | 4 | Commercial | N/A | US
|  |  |  | 611233 | 33 3/4" SQ GALV RF CURB 12" HIGH W.D.T. | 657 | 41 | 41 | 12 | 51 | 812482012750 | PLT | 5 | Commercial | N/A | US
|  |  |  | 611240 | 40 3/4" SQ GALV RF CURB 12" HIGH W.D.T. | 759 | 52 | 52 | 12 | 61 | 812482013511 | PLT | 5 | Commercial | N/A | US
|  |  |  | 711218 | 18 1/2" SQ GALV RF CURB 12" HIGH W.D.T | 382 | 26 | 26 | 12 | 28 | 817418016499 | PLT | 5 | Quickship | N/A | US
|  |  |  | 711222 | 22 1/2" SQ GALV RF CURB 12" HIGH W.D.T. | 405 | 30 | 30 | 12 | 38 | 817418016505 | PLT | 5 | Quickship | N/A | US
|  |  |  | 711228 | 28 1/2" SQ GALV RF CURB 12" HIGH W.D.T. | 536 | 38 | 38 | 18 | 52 | 817418019407 | PLT | 3 | Quickship | N/A | US
|  |  |  | 711232 | 32 1/2" SQ GALV RF CURB 12" HIGH W.D.T. | 538 | 41 | 41 | 12 | 48 | 810002293115 | PLT | 5 | Commercial | N/A | US
|  |  |  | 711234 | 34 1/2" SQ GALV RF CURB 12" HIGH W.D.T. | 605 | 44 | 44 | 18 | 61 | 817418019414 | PLT | 3 | Quickship | N/A | US
|  |  |  | 711240 | 40 1/2" SQ GALV RF CURB 12" HIGH W.D.T. | 758 | 50 | 50 | 18 | 75 | 810002292873 | PLT | 3 | Commercial | N/A | US
|  |  |  | 1.5XHECC | TRC 1200RT TIE DOWN CLIP KIT | 307 | N/A | N/A | N/A | N/A | N/A | BOX | N/A | Commercial | N/A | US
|  |  |  | 100069 | BELT TENSIONER ASSY DB06-09/TXB08-10 | 211 | 5 | 5 | 5 | 4 | 817418014259 | BOX | 1 | Quickship | N/A | US
|  |  |  | 100070 | BELT TENSIONER ASSY SDB/STXB12-20 | 214 | 5 | 5 | 5 | 5 | 817418014266 | BOX | 1 | Quickship | N/A | US
|  |  |  | 100072 | BELT TENSIONER ASSY DB/TXB24 & SDB/STXB18-27 | 284 | 8 | 8 | 8 | 6 | 817418014273 | BOX | 1 | Quickship | N/A | US
|  |  |  | 101872 | 12" INLET U FLANGE ASSEMBLY | 242 | 19 | 19 | 10 | 1 | 812961015685 | BOX | 1 | Commercial | N/A | US
|  |  |  | 101873 | 14" INLET U FLANGE ASSEMBLY | 262 | 16 | 16 | 10 | 1 | 812961015692 | BOX | 1 | Commercial | N/A | US
|  |  |  | 101874 | 16" INLET U FLANGE ASSEMBLY | 278 | 18 | 18 | 10 | 1 | 812961015708 | BOX | 1 | Commercial | N/A | US
|  |  |  | 101875 | 18" INLET U FLANGE ASSEMBLY | 292 | 21 | 21 | 10 | 1 | 812961015715 | BOX | 1 | Commercial | N/A | US
|  |  |  | 101876 | 20" INLET U FLANGE ASSEMBLY | 306 | 27 | 27 | 10 | 1 | 812961015722 | BOX | 1 | Commercial | N/A | US
|  |  |  | 101877 | 22" INLET U FLANGE ASSEMBLY | 316 | 30 | 30 | 10 | 1 | 812961015739 | BOX | 1 | Commercial | N/A | US
|  |  |  | 101878 | 24" INLET U FLANGE ASSEMBLY | 321 | 30 | 30 | 10 | 1 | 812961015746 | BOX | 1 | Commercial | N/A | US
|  |  |  | 101879 | 27" INLET U FLANGE ASSEMBLY | 418 | 31 | 31 | 10 | 1 | 812961015753 | BOX | 1 | Commercial | N/A | US
|  |  |  | 101880 | 30" INLET U FLANGE ASSEMBLY | 429 | 38 | 38 | 10 | 1 | 812961015760 | BOX | 1 | Commercial | N/A | US
|  |  |  | 101881 | 36" INLET U FLANGE ASSEMBLY | 483 | 42 | 42 | 11 | 1 | 812961015777 | BOX | 1 | Commercial | N/A | US
|  |  |  | 101882 | 10" INLET U FLANGE ASSEMBLY | 215 | 12 | 12 | 10 | 1 | 812961015678 | BOX | 1 | Commercial | N/A | US
|  |  |  | 104120 | VENT SET 10" SHAFT SEAL KIT | 243 | 12 | 12 | 4 | 1 | 812482015522 | BOX | 1 | Commercial | N/A | US
|  |  |  | 104150 | VENT SET 12-16" SHAFT SEAL KIT | 243 | 18 | 18 | 4 | 1 | 812482015539 | BOX | 1 | Commercial | N/A | US
|  |  |  | 104304 | VENT SET 18-24" SHAFT SEAL ASSY | 296 | 6 | 6 | 6 | 1 | 812482015546 | BOX | 1 | Commercial | N/A | US
|  |  |  | 104421 | VENT SET 27-30" SHAFT SEAL ASSY | 296 | 6 | 6 | 1 | 1 | 812961016033 | BOX | 1 | Commercial | N/A | US
|  |  |  | 104501 | VENT SET 36" SHAFT SEAL ASSY | 320 | 12 | 12 | 6 | 1 | 812961016040 | BOX | 1 | Commercial | N/A | US
|  |  |  | 104550 | 10" OUTLET FLANGE ASSY FAB | 185 | 12 | 12 | 12 | 2 | 812482015287 | BOX | 1 | Commercial | N/A | US
|  |  |  | 104551 | 12" OUTLET FLANGE ASSY FAB | 207 | 14 | 14 | 14 | 2 | 812482015294 | BOX | 1 | Commercial | N/A | US
|  |  |  | 104552 | 14" OUTLET FLANGE ASSY FAB | 220 | 16 | 16 | 16 | 2 | 812482015300 | BOX | 1 | Commercial | N/A | US
|  |  |  | 104553 | 16" OUTLET FLANGE ASSY FAB | 234 | 18 | 18 | 4 | 3 | 812482015317 | BOX | 1 | Commercial | N/A | US
|  |  |  | 104554 | 18" OUTLET FLANGE ASSY FAB | 258 | 20 | 20 | 20 | 3 | 812482015324 | BOX | 1 | Commercial | N/A | US
|  |  |  | 104555 | 20" OUTLET FLANGE ASSY FAB | 281 | 22 | 22 | 4 | 3 | 812482015331 | BOX | 1 | Commercial | N/A | US
|  |  |  | 104556 | 22" OUTLET FLANGE ASSY FAB | 300 | 24 | 24 | 12 | 3 | 812482015348 | BOX | 1 | Commercial | N/A | ES
|  |  |  | 104557 | 24" OUTLET FLANGE ASSY FAB | 310 | 28 | 28 | 12 | 4 | 812482015355 | BOX | 1 | Commercial | N/A | ES
|  |  |  | 104558 | 27" OUTLET FLANGE ASSY FAB | 401 | 29 | 29 | 4 | 3 | 812961015784 | BOX | 1 | Commercial | N/A | ES
|  |  |  | 104559 | 30" OUTLET FLANGE ASSY FAB | 412 | 32 | 32 | 4 | 4 | 812961015791 | BOX | 1 | Commercial | N/A | ES
|  |  |  | 104571 | 36" OUTLET FLANGE ASSY | 464 | 42 | 42 | 20 | 6 | 812961015807 | BOX | 1 | Commercial | N/A | ES
|  |  |  | 104630 | OUTLET GUARD ASSY VENT SET 10 | 260 | 12 | 12 | 12 | 1 | 812961015920 | BOX | 1 | Commercial | N/A | ES
|  |  |  | 104631 | OUTLET GUARD ASSY VENT SET 12 | 260 | 14 | 14 | 14 | 1 | 812961015937 | BOX | 1 | Commercial | N/A | ES
|  |  |  | 104633 | OUTLET GUARD ASSY VENT SET 16 | 278 | 18 | 18 | 18 | 1 | 812961015951 | BOX | 1 | Commercial | N/A | US
|  |  |  | 104634 | OUTLET GUARD ASSY VENT SET 18 | 282 | 20 | 20 | 20 | 1 | 812961015968 | BOX | 1 | Commercial | N/A | US
|  |  |  | 104635 | OUTLET GUARD ASSY VENT SET 20 | 296 | 22 | 22 | 22 | 1 | 812961015975 | BOX | 1 | Commercial | N/A | US
|  |  |  | 104636 | OUTLET GUARD ASSY VENT SET 22 | 333 | 24 | 24 | 24 | 1 | 812961015982 | BOX | 1 | Commercial | N/A | CN
|  |  |  | 104637 | OUTLET GUARD ASSY VENT SET 24 | 340 | 26 | 26 | 26 | 1 | 812961015999 | BOX | 1 | Commercial | N/A | ES
|  |  |  | 104638 | OUTLET GUARD ASSY VENT SET 27 | 272 | 29 | 29 | 29 | 1 | 812961016002 | BOX | 1 | Commercial | N/A | ES
|  |  |  | 104639 | OUTLET GUARD ASSY VENT SET 30 | 300 | 32 | 32 | 32 | 1 | 812961016019 | BOX | 1 | Commercial | N/A | CN
|  |  |  | 104640 | OUTLET GUARD ASSY VENT SET 36 | 342 | 38 | 38 | 38 | 1 | 812961016026 | BOX | 1 | Commercial | N/A | US
|  |  |  | 104643 | GRAVITY SHUTTER ASSY VENT SET 10 | 351 | 12 | 12 | 6 | 8 | 812961016057 | BOX | 151 | Commercial | N/A | US
|  |  |  | 104644 | GRAVITY SHUTTER ASSY VENT SET 12 | 377 | 14 | 14 | 8 | 9 | 812961016064 | BOX | 83 | Commercial | N/A | US
|  |  |  | 104645 | GRAVITY SHUTTER ASSY VENT SET 14 | 377 | 16 | 16 | 8 | 10 | 812961016071 | BOX | 63 | Commercial | N/A | US
|  |  |  | 104646 | GRAVITY SHUTTER ASSY VENT SET 16 | 394 | 18 | 18 | 8 | 11 | 812961016088 | BOX | 50 | Commercial | N/A | US
|  |  |  | 104647 | GRAVITY SHUTTER ASSY VENT SET 18 | 432 | 20 | 20 | 8 | 14 | 812961016095 | BOX | 40 | Commercial | N/A | US
|  |  |  | 104648 | GRAVITY SHUTTER ASSY VENT SET 20 | 464 | 22 | 22 | 10 | 14 | 812961016101 | BOX | 26 | Commercial | N/A | US
|  |  |  | 104649 | GRAVITY SHUTTER ASSY VENT SET 22 | 493 | 24 | 24 | 10 | 18 | 812961016118 | BOX | 22 | Commercial | N/A | CN
|  |  |  | 104650 | GRAVITY SHUTTER ASSY VENT SET 24 | 564 | 26 | 26 | 10 | 20 | 812961016125 | BOX | 19 | Commercial | N/A | CN
|  |  |  | 104651 | GRAVITY SHUTTER ASSY VENT SET 27 | 557 | 30 | 30 | 10 | 22 | 812961016132 | BOX | 14 | Commercial | N/A | CN
|  |  |  | 104652 | GRAVITY SHUTTER ASSY VENT SET 30 | 604 | 34 | 34 | 10 | 25 | 812961016149 | BOX | 11 | Commercial | N/A | CN
|  |  |  | 104653 | GRAVITY SHUTTER ASSY VENT SET 36 | 712 | 42 | 42 | 10 | 30 | 812961016156 | BOX | 7 | Commercial | N/A | CN
|  |  |  | 104656 | INLET GUARD ASSY VENT SET 10 | 212 | 12 | 12 | 5 | 2 | 812961015814 | BOX | 1 | Commercial | N/A | CN
|  |  |  | 104657 | INLET GUARD ASSY VENT SET 12 | 215 | 12 | 12 | 5 | 2 | 812961015821 | BOX | 1 | Commercial | N/A | CN
|  |  |  | 104658 | INLET GUARD ASSY VENT SET 14 | 220 | 16 | 16 | 5 | 2 | 812961015838 | BOX | 1 | Commercial | N/A | CN
|  |  |  | 104659 | INLET GUARD ASSY VENT SET 16 | 242 | 18 | 18 | 5 | 2 | 812961015845 | BOX | 1 | Commercial | N/A | CN
|  |  |  | 104660 | INLET GUARD ASSY VENT SET 18 | 242 | 20 | 20 | 10 | 6 | 812961015852 | BOX | 1 | Commercial | N/A | CN
|  |  |  | 104661 | INLET GUARD ASSY VENT SET 20 | 275 | 22 | 22 | 10 | 6 | 812961015869 | BOX | 1 | Commercial | N/A | CN
|  |  |  | 104662 | INLET GUARD ASSY VENT SET 22 | 281 | 24 | 24 | 10 | 6 | 812961015876 | BOX | 1 | Commercial | N/A | CN
|  |  |  | 104663 | INLET GUARD ASSY VENT SET 24 | 282 | 26 | 26 | 10 | 4 | 812961015883 | BOX | 1 | Commercial | N/A | CN
|  |  |  | 104664 | INLET GUARD ASSY VENT SET 27 | 296 | 29 | 29 | 10 | 4 | 812961015890 | BOX | 1 | Commercial | N/A | CN
|  |  |  | 104665 | INLET GUARD ASSY VENT SET 30 | 306 | 32 | 32 | 10 | 5 | 812961015906 | BOX | 1 | Commercial | N/A | CN
|  |  |  | 104666 | INLET GUARD ASSY VENT SET 36 | 321 | 40 | 40 | 10 | 5 | 812961015913 | BOX | 1 | Commercial | N/A | CN
|  |  |  | 104669 | RIS VIBR ISO ASSY VENT SET 10 | 225 | 8 | 8 | 8 | 8 | 812961016163 | BOX | 1 | Commercial | N/A | CN
|  |  |  | 104670 | RIS VIBR ISO ASSY VENT SET 12 | 230 | 8 | 8 | 8 | 8 | 812961016170 | BOX | 1 | Commercial | N/A | CN
|  |  |  | 104671 | RIS VIBR ISO ASSY VENT SET 14 | 232 | 10 | 10 | 10 | 8 | 812961016187 | BOX | 1 | Commercial | N/A | CN
|  |  |  | 104672 | RIS VIBR ISO ASSY VENT SET 16 | 257 | 10 | 10 | 10 | 8 | 812961016194 | BOX | 1 | Commercial | N/A | CN
|  |  |  | 104673 | RIS VIBR ISO ASSY VENT SET 18 | 258 | 10 | 10 | 10 | 8 | 812961016200 | BOX | 1 | Commercial | N/A | CN
|  |  |  | 104674 | RIS VIBR ISO ASSY VENT SET 20 | 259 | 10 | 10 | 10 | 8 | 812961016217 | BOX | 1 | Commercial | N/A | CN
|  |  |  | 104675 | RIS VIBR ISO ASSY VENT SET 22 | 373 | 10 | 10 | 10 | 8 | 812961016224 | BOX | 1 | Commercial | N/A | CN
|  |  |  | 104676 | RIS VIBR ISO ASSY VENT SET 24 | 375 | 12 | 12 | 12 | 9 | 812961016231 | BOX | 1 | Commercial | N/A | CN
|  |  |  | 104677 | RIS VIBR ISO ASSY VENT SET 27 | 380 | 12 | 12 | 12 | 9 | 812961016248 | BOX | 1 | Commercial | N/A | CN
|  |  |  | 104678 | RIS VIBR ISO ASSY VENT SET 30 | 384 | 12 | 12 | 12 | 9 | 812961016255 | BOX | 1 | Commercial | N/A | CN
|  |  |  | 104679 | RIS VIBR ISO ASSY VENT SET 36 | 387 | 12 | 12 | 12 | 9 | 812961016262 | BOX | 1 | Commercial | N/A | CN
|  |  |  | 104682 | SPRING VIBR ISO ASSY VENT SET 10 | 712 | 8 | 8 | 8 | 8 | 812961016279 | BOX | 1 | Commercial | N/A | CN
|  |  |  | 104683 | SPRING VIBR ISO ASSY VENT SET 12 | 717 | 8 | 8 | 8 | 8 | 812961016286 | BOX | 1 | Commercial | N/A | CN
|  |  |  | 104684 | SPRING VIBR ISO ASSY VENT SET 14 | 718 | 8 | 8 | 8 | 8 | 812961016293 | BOX | 1 | Commercial | N/A | CN
|  |  |  | 104685 | SPRING VIBR ISO ASSY VENT SET 16 | 733 | 8 | 8 | 8 | 8 | 812961016309 | BOX | 1 | Commercial | N/A | CN
|  |  |  | 104686 | SPRING VIBR ISO ASSY VENT SET 18 | 734 | 8 | 8 | 8 | 8 | 812961016316 | BOX | 1 | Commercial | N/A | CN
|  |  |  | 104687 | SPRING VIBR ISO ASSY VENT SET 20 | 735 | 8 | 8 | 8 | 8 | 812961016323 | BOX | 1 | Commercial | N/A | CN
|  |  |  | 104688 | SPRING VIBR ISO ASSY VENT SET 22 | 737 | 8 | 8 | 8 | 8 | 812961016330 | BOX | 1 | Commercial | N/A | CN
|  |  |  | 104689 | SPRING VIBR ISO ASSY VENT SET 24 | 759 | 10 | 10 | 10 | 9 | 812961016347 | BOX | 1 | Commercial | N/A | CN
|  |  |  | 104690 | SPRING VIBR ISO ASSY VENT SET 27 | 764 | 10 | 10 | 10 | 9 | 812961016354 | BOX | 1 | Commercial | N/A | CN
|  |  |  | 104691 | SPRING VIBR ISO ASSY VENT SET 30 | 769 | 10 | 10 | 10 | 9 | 812961016361 | BOX | 1 | Commercial | N/A | CN
|  |  |  | 104692 | SPRING VIBR ISO ASSY VENT SET 36 | 770 | 10 | 10 | 10 | 9 | 812961016378 | BOX | 1 | Commercial | N/A | CN
|  |  |  | 147594 | BRACKET HANGING KIT FOR TRCeN500 AND 800 MODELS | 103 | N/A | N/A | N/A | N/A | 812961016347 | BOX | 1 | Residential | N/A | US
|  |  |  | 147595 | VIBRATION ISOLATOR HANGING 50LB | 56 | N/A | N/A | N/A | N/A | 812961016347 | BOX | 1 | Residential | N/A | US
|  |  |  | 147596 | VIBRATION ISOLATOR HANGING 70LB | 56 | N/A | N/A | N/A | N/A | 812961016347 | BOX | 1 | Residential | N/A | US
|  |  |  | 147597 | VIBRATION ISOLATOR HANGING 80LB | 56 | N/A | N/A | N/A | N/A | 812961016347 | BOX | 1 | Residential | N/A | US
|  |  |  | 147599 | TRCE500/TRCEN500RTH/V FLANGE KIT RECT 12" X 12" | 111 | 12 | 12 | N/A | N/A | 812961016347 | BOX | 1 | Residential | N/A | US
|  |  |  | 147600 | TRCE500/TRCEN800RTH/V FLANGE KIT RECT 14" X 14" | 111 | 14 | 14 | N/A | N/A | 812961016347 | BOX | 1 | Residential | N/A | US
|  |  |  | 1XHECC | TIE DOWN CLIP KIT TRCEN500RT AND TRCEN800RT | 307 | N/A | N/A | N/A | N/A | N/A | BOX | N/A | Commercial | N/A | US
|  |  |  | 2401.0808D | BLD 8 X 8 AGH AUTO BACKDRAFT DAMPER-SUPY | 180 | 13 | 13 | 3 | 5 | 812961011670 | BOX | 257 | Quickship | N/A | CN
|  |  |  | 2401.0808U | BLD 8 X 8 AGH AUTO BACKDRAFT DAMPER-EXH | 180 | 12 | 12 | 4 | 3 | 812482014105 | BOX | 226 | Quickship | N/A | CN
|  |  |  | 2401.1515D | BLD 15 X 15 AGH AUTO DAMPER-SUPPLY | 235 | 24 | 18 | 4 | 5 | 812961011687 | BOX | 75 | Quickship | N/A | CN
|  |  |  | 2401.1515U | BLD 15 X 15 AGH AUTO DAMPER-EXHAUST | 235 | 19 | 19 | 4 | 16 | 812482014112 | BOX | 90 | Quickship | N/A | CN
|  |  |  | 2401.2121D | BLD 21 X 21 AGH AUTO DAMPER-SUPPLY | 295 | 25 | 25 | 4 | 16 | 812961011694 | BOX | 52 | Quickship | N/A | CN
|  |  |  | 2401.2121U | BLD 21 X 21 AGH AUTO DAMPER-EXHAUST | 295 | 25 | 25 | 4 | 16 | 812482014129 | BOX | 52 | Quickship | N/A | CN
|  |  |  | 2401.2727D | BLD 27 X 27 AGH AUTO DAMPER-SUPPLY | 340 | 31 | 31 | 4 | 20 | 812961011700 | BOX | 33 | Quickship | N/A | CN
|  |  |  | 2401.2727U | BLD 27 X 27 AGH AUTO DAMPER-EXHAUST | 340 | 31 | 31 | 4 | 20 | 812961011601 | BOX | 33 | Commercial | N/A | CN
|  |  |  | 2401.3434D | BLD 34 X 34 AGH AUTO DAMPER -SUPPLY | 403 | 38 | 38 | 4 | 22 | 812961011717 | BOX | 22 | Commercial | N/A | CN
|  |  |  | 2401.3434U | BLD 34 X 34 AGH AUTO DAMPER -EXHAUST | 403 | 38 | 38 | 4 | 22 | 812961011618 | BOX | 22 | Commercial | N/A | CN
|  |  |  | 2401.M0808D | BLD 08 X 08 AGH MOTORIZED DAMPER-SUPPLY | 425 | 12 | 12 | 10 | 12 | 812961011724 | BOX | 90 | Quickship | N/A | CN
|  |  |  | 2401.M0808U | BLD 08 X 08 AGH MOTORIZED DAMPER-EXH | 403 | 12 | 12 | 10 | 12 | 812961011625 | BOX | 90 | Quickship | N/A | CN
|  |  |  | 2401.M1515D | BLD 15 X 15 MOTORIZED AGH DAMPER-SUPPLY | 483 | 19 | 19 | 10 | 16 | 812961011731 | BOX | 36 | Quickship | N/A | CN
|  |  |  | 2401.M1515U | BLD 15 X 15 MOTORIZED AGH DAMPER-EXHAUST | 489 | 19 | 19 | 10 | 16 | 812961011632 | BOX | 36 | Quickship | N/A | CN
|  |  |  | 2401.M2121D | BLD 21 X 21 MOTORIZED AGH DAMPER-SUPPLY | 563 | 25 | 25 | 10 | 16 | 812961011748 | BOX | 20 | Quickship | N/A | CN
|  |  |  | 2401.M2121U | BLD 21 X 21 MOTORIZED AGH DAMPER-EXH | 525 | 25 | 25 | 10 | 16 | 812961011649 | BOX | 20 | Quickship | N/A | CN
|  |  |  | 2401.M2727D | BLD 27 X 27 MOTORIZED AGH DAMPER-SUPPLY | 597 | 31 | 31 | 10 | 20 | 812961011755 | BOX | 13 | Quickship | N/A | CN
|  |  |  | 2401.M2727U | BLD 27 X 27 MOTORIZED AGH DAMPER-EXH | 564 | 31 | 31 | 10 | 20 | 812961011656 | BOX | 13 | Quickship | N/A | CN
|  |  |  | 2401.M3434D | BLD 34 X 34 AGH MOTORIZED DAMPER-SUPPL | 694 | 38 | 38 | 10 | 22 | 812961011762 | BOX | 9 | Quickship | N/A | CN
|  |  |  | 2401.M3434U | BLD 34 X 34 AGH MOTORIZED DAMPER-EXH | 653 | 38 | 38 | 10 | 22 | 812961011663 | BOX | 9 | Quickship | N/A | CN
|  |  |  | 2502.10 | BLD 1PH 115V 1.5 & 2HP MAX SW/ASSY LOOSE | 82 | 8 | 8 | 8 | 2 | 812482015843 | BOX | 210 | Commercial | N/A | US
|  |  |  | 2503.20 | BLD3PH 240-480V MAX SW/ASSY LOOSE | 137 | 6 | 6 | 6 | 2 | 812482015805 | BOX | 480 | Commercial | N/A | US
|  |  |  | 2503.30 | NEMA 1 (3PH) 230/460 7 .5-15HP OPN LOOSE | 322 | 6 | 6 | 6 | 2 | 812482015812 | BOX | 480 | Commercial | N/A | US
|  |  |  | 2503.3R | NEMA3-3PH 230/460 7 1/2-15HP RAINT LOOSE | 605 | 6 | 6 | 6 | 2 | 812482015836 | BOX | 480 | Commercial | N/A | US
|  |  |  | 2525.5UL | 5 AMP UL APPROVED SPEED CONTROL 120 VOLT | 44 | 5 | 5 | 5 | 0.31 | 812961016385 | BOX | 864 | Commercial | 1750 | CN
|  |  |  | 2727.1 | SPD CNTRL 115V UP TO 1/3 HP LOOSE 5 AMP | 82 | 5 | 5 | 5 | 1 | 812482012729 | BOX | 864 | Quickship | N/A | US
|  |  |  | 2828.1 | SPEED CONTROL ASSY-10AMP LOOSE | 183 | 5 | 5 | 5 | 2 | 812482015874 | BOX | 864 | Quickship | N/A | US
|  |  |  | 2XHECC | TRC1600RT TIE DOWN CLIP KIT | 307 | N/A | N/A | N/A | N/A | N/A | BOX | N/A | Commercial | N/A | US
|  |  |  | 304SS12 | 12" X 12" STAINLESS STEEL WALL SHUTTER | 351 | 15 | 15 | 4 | 12 | 817418016611 | BOX | 145 | Commercial | N/A | US
|  |  |  | 304SS16 | 16" X 16" STAINLESS STEEL WALL SHUTTER | 411 | 19 | 19 | 4 | 16 | 817418016628 | BOX | 90 | Commercial | N/A | US
|  |  |  | 304SS20 | 20" X 20" STAINLESS STEEL WALL SHUTTER | 492 | 23 | 23 | 4 | 20 | 817418016635 | BOX | 61 | Commercial | N/A | US
|  |  |  | 304SS24 | 24" X 24" STAINLESS STEEL WALL SHUTTER | 587 | 27 | 27 | 4 | 24 | 817418016642 | BOX | 44 | Commercial | N/A | US
|  |  |  | 304SS30 | 30" X 30" STAINLESS STEEL WALL SHUTTER | 702 | 33 | 33 | 4 | 30 | 817418016659 | BOX | 29 | Commercial | N/A | US
|  |  |  | 304SS36 | 36" X 36" STAINLESS STEEL WALL SHUTTER | 851 | 39 | 39 | 4 | 36 | 817418016666 | BOX | 21 | Commercial | N/A | US
|  |  |  | 3232.1 | FAB SPEED CONTROL ASSY 6AMP 240 V LOOS | 165 | 8 | 8 | 8 | 2 | 812482015867 | BOX | 864 | Commercial | N/A | US
|  |  |  | 400248 | BIRD SCREEN KIT STXB, STXD 6-10, KIT | 60 | 10 | 10 | 6 | 7 | 817418016529 | BOX | 160 | Quickship | N/A | US
|  |  |  | 400249 | BIRD SCREEN STXB, STXD 12-14, KIT | 65 | 10 | 10 | 6 | 8 | 817418016536 | BOX | 24 | Quickship | N/A | US
|  |  |  | 400250 | BIRD SCREEN STXB, STXD 15-16, KIT | 71 | 17 | 17 | 10 | 9 | 817418016543 | BOX | 24 | Quickship | N/A | US
|  |  |  | 400252 | HINGE KIT STXB STXD SDB SDBD | 105 | 8 | 8 | 10 | 7 | 817418016512 | BOX | 180 | Quickship | N/A | US
|  |  |  | 400276 | BIRD SCREEN KIT STXB 18, KIT | 75 | 17 | 17 | 10 | 9 | 810002292590 | BOX | 24 | Quickship | N/A | US
|  |  |  | 400277 | BIRD SCREEN KIT STXB 20-22, KIT | 105 | 21 | 21 | 10 | 9 | 817418019445 | BOX | 1 | Quickship | N/A | US
|  |  |  | 400278 | BIRD SCREEN KIT STXB 24, KIT | 106 | 23 | 23 | 10 | 9 | 817418019452 | BOX | 1 | Quickship | N/A | US
|  |  |  | 400555 | WALL MOUNT ADAPTER STXB/STXD 6-10 | 87 | 19 | 19 | 10 | 12 | 817418017120 | BOX | 24 | Quickship | N/A | ES
|  |  |  | 400557 | WALL MOUNT ADAPTER STXB/STXD 12-14 | 89 | 21 | 21 | 10 | 14 | 817418017137 | BOX | 12 | Quickship | N/A | ES
|  |  |  | 400559 | WALL MOUNT ADAPTER STXB/STXD 15-16 | 108 | 24 | 24 | 10 | 15 | 817418017144 | BOX | 12 | Quickship | N/A | ES
|  |  |  | 411008 | MODEL 411 8" X 8" AUTO EXHAUST DAMPER | 49 | 9 | 9 | 3 | 2 | 812961010062 | BOX | 537 | Quickship | N/A | ES
|  |  |  | 411009 | MODEL 411 9" X 9" AUTO EXHAUST DAMPER | 52 | 11 | 11 | 3 | 2 | 812482019872 | BOX | 359 | Quickship | N/A | ES
|  |  |  | 411010 | MODEL 411 10" X 10" AUTO EXHAUST DAMPER | 52 | 14 | 15 | 3 | 8 | 810002292910 | BOX | 207 | Quickship | N/A | ES
|  |  |  | 411011 | MODEL 411 11" X 11" AUTO EXHAUST DAMPER | 53 | 12 | 12 | 3 | 3 | 812482012781 | BOX | 302 | Quickship | N/A | US
|  |  |  | 411012 | MODEL 411 12" X 12" AUTO EXHAUST DAMPER | 53 | 13 | 13 | 3 | 3 | 812482019605 | BOX | 257 | Quickship | N/A | US
|  |  |  | 411014 | MODEL 411 14" X 14" AUTO EXHAUST DAMPER | 70 | 16 | 16 | 3 | 3 | 812482018103 | BOX | 170 | Quickship | N/A | US
|  |  |  | 411016 | MODEL 411 16" X 16" AUTO EXHAUST DAMPER | 71 | 19 | 19 | 3 | 4 | 812482019889 | BOX | 120 | Quickship | N/A | US
|  |  |  | 411018 | MODEL 411 18" X 18" AUTO EXHAUST DAMPER | 78 | 19 | 19 | 3 | 5 | 812482015171 | BOX | 120 | Quickship | N/A | US
|  |  |  | 411019 | MODEL 411 19" X 19" AUTO EXHAUST DAMPER | 86 | 20 | 20 | 3 | 4 | 810002292927 | BOX | 108 | Quickship | N/A | US
|  |  |  | 411020 | MODEL 411 20" X 20" AUTO EXHAUST DAMPER | 97 | 22 | 22 | 3 | 5 | 812482019896 | BOX | 89 | Quickship | N/A | ES
|  |  |  | 411022 | MODEL 411 22" X 22" AUTO EXHAUST DAMPER | 113 | 24 | 25 | 3 | 6 | 812482018936 | BOX | 72 | Quickship | N/A | ES
|  |  |  | 411024 | MODEL 411 24" X 24" AUTO EXHAUST DAMPER | 124 | 26 | 26 | 3 | 7 | 812482015188 | BOX | 64 | Quickship | N/A | ES
|  |  |  | 411026 | MODEL 411 26" X 26" AUTO EXHAUST DAMPER | 143 | 28 | 28 | 3 | 7 | 812482018943 | BOX | 55 | Quickship | N/A | US
|  |  |  | 411028 | MODEL 411 28" X 28" AUTO EXHAUST DAMPER | 147 | 31 | 31 | 3 | 8 | 812482019612 | BOX | 45 | Quickship | N/A | CN
|  |  |  | 411030 | MODEL 411 30 X 30 AUTO EXHAUST DAMPER | 150 | 31 | 31 | 3 | 8 | 812482015164 | BOX | 45 | Quickship | N/A | US
|  |  |  | 411611 | SHUTTER MOTOR KIT 60HZ 120/240 (411/611) | 282 | 9 | 9 | 5 | 5 | 812482012200 | BOX | 322 | Quickship | N/A | CN
|  |  |  | 441 | MODEL 441 STEEL/ALUM WALL CAP 10" ROUND | 187 | 14 | 14 | 4 | 4 | 812961016415 | BOX | 90 | Commercial | N/A | US
|  |  |  | 502010 | MDL 502 10" X 10" ALUM WALL EX. DPR S/P | 67 | 14 | 16 | 3 | 10 | 817418013603 | BOX | 194 | Commercial | N/A | US
|  |  |  | 502012 | MDL 502 12" X 12" ALUM WALL EX. DPR S/P | 72 | 16 | 17 | 3 | 10 | 817418013610 | BOX | 160 | Commercial | N/A | CN
|  |  |  | 502016 | MDL 502 16" X 16" ALUM WALL EX. DPR S/P | 94 | 20 | 21 | 3 | 11 | 817418013627 | BOX | 103 | Commercial | N/A | CN
|  |  |  | 502020 | MDL 502 20" X 20" ALUM WALL EX. DPR S/P | 111 | 24 | 25 | 3 | 12 | 817418013634 | BOX | 72 | Commercial | N/A | CN
|  |  |  | 502024 | MDL 502 24" X 24" ALUM WALL EX. DPR S/P | 131 | 28 | 29 | 3 | 14 | 817418013641 | BOX | 53 | Commercial | N/A | CN
|  |  |  | 5211370900 | TD-100 BULK PACKAGED 120 VOLT 60HZ | 141 | 47 | 40 | 41 | 3.483 | 810002292477 | PLT | 60 | Quickship | 1750 | ES
|  |  |  | 5211371100 | TD-125 BULK PACKAGED 120 VOLT 60HZ | 197 | 47 | 40 | 35 | 6.625 | 810002292484 | PLT | 40 | Quickship | 1750 | ES
|  |  |  | 5211371200 | TD-150 BULK PACKAGED 120 VOLT 60HZ | 269 | 47 | 40 | 35 | 7 | 810002292491 | PLT | 1 | Quickship | 1750 | ES
|  |  |  | 5211371300 | TD-200 BULK PACKAGED 120 VOLT 60HZ | 336 | 47 | 40 | 35 | 11 | 810002292507 | PLT | 24 | Quickship | 1750 | ES
|  |  |  | 5211372100 | TD-100X1 BULK PACKAGED 120 VOLT 60HZ | 167 | 47 | 40 | 35 | 3.96 | 810002292514 | PLT | 40 | Quickship | 1750 | ES
|  |  |  | 5520.8.20KDS | FAB EXHAUST RAINHOOD 20" KD | 294 | 26 | 26 | 10 | 40 | 812482017397 | CRATE | 4 | Commercial | N/A | ES
|  |  |  | 5520.8.24KDS | FAB EXHAUST RAINHOOD 24" KD | 333 | 30 | 30 | 10 | 45 | 812482017403 | CRATE | 4 | Commercial | N/A | ES
|  |  |  | 5520.8.30KDS | FAB EXHAUST RAINHOOD 30" KD | 380 | 38 | 42 | 10 | 70 | 812482017410 | CRATE | 4 | Commercial | N/A | ES
|  |  |  | 5520.8.36KDS | FAB EXHAUST RAINHOOD 36" KD | 394 | 42 | 42 | 10 | 80 | 812482017427 | CRATE | 4 | Commercial | N/A | ES
|  |  |  | 5520.8.42KDS | FAB EXHAUST RAINHOOD 42" KD | 483 | 56 | 56 | 12 | 150 | 812482017434 | CRATE | 4 | Commercial | N/A | ES
|  |  |  | 5520.8.48KDS | FAB EXHAUST RAINHOOD 48" KD | 669 | 60 | 61 | 12 | 210 | 812482017441 | CRATE | 4 | Commercial | N/A | ES
|  |  |  | 5520.8.54KDS | EXHAUST RAINHOOD 54" KNOCK-DOWN | 1050 | 60 | 60 | 12 | 270 | 812482017458 | CRATE | 4 | Commercial | N/A | US
|  |  |  | 5520.8.60KDS | EXHAUST RAINHOOD 60" KNOCK-DOWN | 1398 | 66 | 66 | 10 | 175 | 812482017465 | CRATE | 1 | Commercial | N/A | US
|  |  |  | 5521.5.20RHS | 20" RAINHOOD BIRDSCREEN EXHAUST | 140 | 24 | 24 | 6 | 20 | 812482017557 | CRATE | 4 | Commercial | N/A | US
|  |  |  | 5521.5.24RHS | 24" RAINHOOD BIRDSCREEN EXHAUST | 142 | 30 | 30 | 6 | 22 | 812482017564 | CRATE | 4 | Commercial | N/A | US
|  |  |  | 5521.5.30RHS | 30" RAINHOOD BIRDSCREEN EXHAUST | 144 | 37 | 37 | 6 | 26 | 812482017571 | CRATE | 4 | Commercial | N/A | US
|  |  |  | 5521.5.36RHS | 36" RAINHOOD BIRDSCREEN EXHAUST | 146 | 43 | 43 | 6 | 36 | 812482017588 | CRATE | 4 | Commercial | N/A | US
|  |  |  | 5521.5.42RHS | 42" RAINHOOD BIRDSCREEN EXHAUST | 180 | 49 | 49 | 6 | 45 | 812482017595 | CRATE | 4 | Commercial | N/A | US
|  |  |  | 5521.5.48RHS | 48" RAINHOOD BIRDSCREEN EXHAUST | 185 | 55 | 55 | 6 | 55 | 812482017601 | CRATE | 4 | Commercial | N/A | US
|  |  |  | 5521.5.54RHS | 54" RAINHOOD BIRDSCREEN EXHAUST | 449 | 61 | 61 | 7 | 70 | 812482017618 | CRATE | 4 | Commercial | N/A | US
|  |  |  | 5521.5.60RHS | 60" RAINHOOD BIRDSCREEN EXHAUST | 451 | 67 | 67 | 7 | 50 | 812482017625 | CRATE | 1 | Commercial | N/A | US
|  |  |  | 556012 | MDL 556 12" X 12" ALUM WALL EX. DPR S/P | 93 | 15 | 15 | 3 | 10 | 817418013658 | BOX | 193 | Commercial | N/A | US
|  |  |  | 556016 | MDL 556 16" X 16" ALUM WALL EX. DPR S/P | 114 | 19 | 19 | 3 | 11 | 817418013665 | BOX | 120 | Commercial | N/A | US
|  |  |  | 556020 | MDL 556 20" X 20" ALUM WALL EX. DPR S/P | 138 | 23 | 23 | 3 | 12 | 817418013672 | BOX | 82 | Commercial | N/A | US
|  |  |  | 556024 | MDL 556 24" X 24" ALUM WALL EX. DPR S/P | 160 | 27 | 27 | 3 | 14 | 817418013689 | BOX | 59 | Commercial | N/A | US
|  |  |  | 556030 | MDL 556 30" X 30" ALUM WALL EX. DPR S/P | 192 | 33 | 33 | 3 | 16 | 817418013696 | BOX | 39 | Commercial | N/A | US
|  |  |  | 556036 | MDL 556 36" X 36" ALUM WALL EX. DPR S/P | 257 | 39 | 39 | 3 | 18 | 817418013702 | BOX | 28 | Commercial | N/A | US
|  |  |  | 556042 | MDL 556 42" X 42" ALUM WALL EX. DPR S/P | 373 | 45 | 45 | 3 | 20 | 817418013719 | BOX | 21 | Commercial | N/A | US
|  |  |  | 556048 | MDL 556 48" X 48" ALUM WALL EX. DPR S/P | 436 | 51 | 51 | 3 | 28 | 817418013726 | BOX | 16 | Commercial | N/A | US
|  |  |  | 6002 | GAS DETECTOR CO (2 RELAYS) | 1419 | 2.5 | 5.5 | 8 | 2 | 810002293962 | BOX | 1 | Commercial | N/A | US
|  |  |  | 6002-14A | DUAL GAS DETECTOR CO & NO2 (1 RELAY, 4-20MA) | 2133 | 2.5 | 5.5 | 8 | 2 | 810002294440 | BOX | 1 | Commercial | N/A | US
|  |  |  | 6002-14B | DUAL GAS DETECTOR CO & NO2 (2 RELAYS) | 2133 | 2.5 | 5.5 | 8 | 2 | 810002293979 | BOX | 1 | Commercial | N/A | US
|  |  |  | 6002-A | GAS DETECTOR CO (1 RELAY, 4-20MA) | 1419 | 2.5 | 5.5 | 8 | 2 | 810002294433 | BOX | 1 | Commercial | N/A | US
|  |  |  | 611034 | MODEL 611 34 X 34 AUTO EXHAUST DAMPER | 175 | 36 | 36 | 3 | 15 | 817418013597 | BOX | 33 | Commercial | N/A | US
|  |  |  | 611035 | MODEL 611 35 X 35 AUTO EXHAUST DAMPER | 175 | 37 | 37 | 3 | 15 | 812482019629 | BOX | 31 | Commercial | N/A | US
|  |  |  | 611036 | MODEL 611 36 X 36 AUTO EXHAUST DAMPER | 175 | 36 | 36 | 2 | 17 | 812482015157 | BOX | 50 | Commercial | N/A | US
|  |  |  | 611040 | MODEL 611 40 X 40 AUTO EXHAUST DAMPER | 227 | 42 | 42 | 6 | 20 | 812961019973 | BOX | 12 | Commercial | N/A | US
|  |  |  | 611048 | MODEL 611 48 X 48 AUTO EXHAUST DAMPER | 285 | 51 | 51 | 3 | 28 | 812961019980 | BOX | 16 | Commercial | N/A | US
|  |  |  | 642 | MODEL 642 WALL CAP 3" OR 4" ROUND | 48 | 7 | 7 | 9 | 1 | 812961016460 | BOX | 180 | Commercial | N/A | US
|  |  |  | 643 | MODEL 643 ALUM WALL CAP 8" ROUND | 163 | 14 | 14 | 11 | 3 | 812961016477 | BOX | 30 | Commercial | N/A | US
|  |  |  | 708971 | GREASE GRABBER ASSEMBLY TXB/TXD | 137 | 10 | 10 | 10 | 4 | 812482016017 | BOX | 128 | Quickship | N/A | US
|  |  |  | 708971W | GREASE GRABBER ASSY TXB WALL MT | 137 | 12 | 12 | 12 | 10 | 817418017151 | BOX | 60 | Quickship | N/A | US
|  |  |  | 711216 | 16 1/2" SQ GALV RF CURB 12" HIGH W.D.T | 329 | 24 | 24 | 12 | 24 | 817418016482 | PLT | 5 | Quickship | N/A | US
|  |  |  | 721816V | 16-1/2" SQ GALV SF CURB 18" HIGH/VENTED | 396 | 20 | 20 | 23 | 35 | 817418017403 | PLT | 2 | Quickship | N/A | US
|  |  |  | 721818V | 18-1/2" SQ GALV SF CURB 18" HIGH/VENTED | 401 | 26 | 26 | 23 | 38 | 817418016468 | PLT | 2 | Quickship | N/A | US
|  |  |  | 721822V | 22-1/2" SQ GALV SF CURB 18" HIGH/VENTED | 426 | 30 | 30 | 24 | 48 | 817418016475 | PLT | 2 | Quickship | N/A | US
|  |  |  | 721828V | 28 1/2" SQ GALV SF CURB 18" HIGH/VENTED | 498 | 38 | 38 | 24 | 49 | 817418019421 | PLT | 2 | Quickship | N/A | US
|  |  |  | 721834V | 34 1/2" SQ GALV SF CURB 18" HIGH/VENTED | 542 | 44 | 44 | 24 | 57 | 817418019438 | PLT | 2 | Quickship | N/A | US
|  |  |  | 722416V | 16-1/2" SQ GALV SF CURB 24" HIGH/VENTED | 540 | 24 | 24 | 30 | 40 | 817418016444 | PLT | 2 | Quickship | N/A | US
|  |  |  | 722418V | 18-1/2" SQ GALV SF CURB 24" HIGH/VENTED | 542 | 26 | 26 | 30 | 50 | 817418016451 | PLT | 2 | Quickship | N/A | US
|  |  |  | 7520.8.20KDS | SUPPLY RAINHOOD 18-20 KNOCK-DOWN | 418 | 22 | 28 | 10 | 49 | 812482017472 | CRATE | 4 | Commercial | N/A | US
|  |  |  | 7520.8.24KDS | SUPPLY RAINHOOD 24" KNOCK-DOWN | 501 | 28 | 39 | 10 | 52 | 812482017489 | CRATE | 4 | Commercial | N/A | US
|  |  |  | 7520.8.30KDS | SUPPLY RAINHOOD 30" KNOCK-DOWN | 721 | 38 | 42 | 12 | 78 | 812482017496 | CRATE | 5 | Commercial | N/A | US
|  |  |  | 7520.8.36KDS | SUPPLY RAINHOOD 36" KNOCK-DOWN | 885 | 39 | 49 | 10 | 112 | 812482017502 | CRATE | 4 | Commercial | N/A | US
|  |  |  | 7520.8.42KDS | SUPPLY RAINHOOD 42" KNOCK-DOWN | 988 | 45 | 57 | 10 | 153 | 812482017519 | CRATE | 4 | Commercial | N/A | US
|  |  |  | 7520.8.48KDS | SUPPLY RAINHOOD 48" KNOCK-DOWN | 1108 | 51 | 63 | 10 | 210 | 812482017526 | CRATE | 4 | Commercial | N/A | US
|  |  |  | 7520.8.54KDS | SUPPLY RAINHOOD 54" KNOCK-DOWN | 1424 | 58 | 74 | 12 | 150 | 812482017533 | CRATE | 1 | Commercial | N/A | US
|  |  |  | 7520.8.60KDS | SUPPLY RAINHOOD 60" KNOCK-DOWN | 1797 | 70 | 80 | 12 | 175 | 812482017540 | CRATE | 1 | Commercial | N/A | US
|  |  |  | 7521.5.20RHS | 20" RAINHOOD BIRDSCREEN SUPPLY | 140 | 23 | 23 | 3 | 15 | 812482017632 | CRATE | 4 | Commercial | N/A | US
|  |  |  | 7521.5.24RHS | 24" RAINHOOD BIRDSCREEN SUPPLY | 160 | 27 | 27 | 3 | 10 | 812482017649 | CRATE | 4 | Commercial | N/A | US
|  |  |  | 7521.5.30RHS | 30" RAINHOOD BIRDSCREEN SUPPLY | 173 | 33 | 33 | 3 | 15 | 812482017656 | CRATE | 4 | Commercial | N/A | US
|  |  |  | 7521.5.36RHS | 36" RAINHOOD BIRDSCREEN SUPPLY | 182 | 39 | 39 | 3 | 22 | 812482017663 | CRATE | 4 | Commercial | N/A | US
|  |  |  | 7521.5.42RHS | 42" RAINHOOD BIRDSCREEN SUPPLY | 183 | 45 | 45 | 3 | 15 | 812482017670 | CRATE | 4 | Commercial | N/A | US
|  |  |  | 7521.5.48RHS | 48" RAINHOOD BIRDSCREEN SUPPLY | 185 | 51 | 51 | 3 | 39 | 812482017687 | CRATE | 4 | Commercial | N/A | US
|  |  |  | 7521.5.54RHS | 54" RAINHOOD BIRDSCREEN SUPPLY | 449 | 57 | 57 | 3 | 20 | 812482017694 | CRATE | 1 | Commercial | N/A | US
|  |  |  | 7521.5.60RHS | 60" RAINHOOD BIRDSCREEN SUPPLY | 451 | 64 | 64 | 4 | 25 | 812482017700 | CRATE | 1 | Commercial | N/A | US
|  |  |  | 90005891-A | GREASE CONTAINER STXD/STXB 6-16,24-36,48 | 142 | 21 | 8 | 5 | 3 | 812482016024 | BOX | 72 | Quickship | N/A | US
|  |  |  | 90005891-B | GREASE CONTAINER STXB18-22, 42 | 142 | 21 | 8 | 5 | 3 | 812961010086 | BOX | 72 | Quickship | N/A | US
|  |  |  | 90005891BVS | GREASE CONTAINER ASSMBLY, BVS/CM | 200 | 18 | 16 | 8 | 4 | 812482015638 | BOX | 48 | Commercial | N/A | US
|  |  |  | 90012002R | NEMA3 3PH 208-480V SW/ASY LOOSE | 170 | 6 | 6 | 6 | 2 | 812482015829 | BOX | 480 | Commercial | N/A | US
|  |  |  | 90012002R1 | NEMA3 1PH 115V 1.5 & 2HP SW/ASSY LOOSE | 170 | 6 | 6 | 6 | 2 | 812482015850 | BOX | 480 | Commercial | N/A | US
|  |  |  | 92612221 | 26-1/2 SQ GALV RF CURB 12" HIGH INSULATE | 402 | 35 | 35 | 12 | 40 | 812482018080 | PLT | 5 | Commercial | N/A | US
|  |  |  | 93012221 | BLD 30-1/2" GALV RF CURB 12" HIGH (D.O.20.25) | 423 | 38 | 38 | 16 | 46 | 812482018097 | PLT | 4 | Commercial | N/A | US
|  |  |  | 961L | IN-LINE ADAPTER 6" ROUND (FF100/150) | 13 | 13 | 13 | 2 | 2 | 812961016484 | BOX | 270 | Commercial | N/A | US
|  |  |  | 982L | IN-LINE ADAPTER 4.5" X 18.5" DUCT (FF400/500 | 17 | 19 | 11 | 11 | 4 | 812961016507 | BOX | 30 | Commercial | N/A | US
|  |  |  | 990076 | UNIVERSAL FILTERS (10 PCKS FILTER MEDIA) | 188 | 24 | 12 | 12 | 5 | 810002292279 | BOX | 20 | Quickship | N/A | US
|  |  |  | 990080 | MERV8 14" X 20" X 2" FILTER (SINGLE) | 18 | 20 | 14 | 2 | 4 | 810002292286 | BOX | 120 | Residential | N/A | US
|  |  |  | 990083 | MERV 8 20" X 20" X 2" FILTER (SINGLE) | 22 | 20 | 20 | 6 | 2 | 810002292293 | BOX | 44 | Residential | N/A | US
|  |  |  | 990084 | MERV 8 20" X 20" X 2" FILTER (CASE OF 12) | 216 | 24 | 20 | 20 | 14 | 810002292309 | BOX | 6 | Residential | N/A | US
|  |  |  | 990091 | MERV 8 14" X 20" X 2" FILTER (CASE OF 12) | 192 | 22 | 21 | 17 | 10 | 810002292316 | BOX | 6 | Residential | N/A | US
|  |  |  | 990229 | MERV 8 16" X 20" X 2" FILTER (SINGLE) | 20 | 20 | 16 | 2 | 4 | 810002294211 | BOX | 120 | Residential | N/A | US
|  |  |  | 990230 | MERV 8 16" X 20" X 2" FILTER (CASE OF 12) | 196 | 20 | 16 | 2 | 4 | 810002294228 | BOX | 120 | Residential | N/A | US
|  |  |  | 990300 | MERV 13 14"X 20" X 2" FILTER (SINGLE) | 42 | 20 | 14 | 2 | 4 | 810002294235 | BOX | 120 | Residential | N/A | US
|  |  |  | 990301 | MERV 13 16" X 20" X 2" FILTER (SINGLE) | 77 | 20 | 16 | 2 | 4 | 810002294242 | BOX | 120 | Residential | N/A | US
|  |  |  | 990303 | MERV 13 20" X 20" X 2" FILTER (SINGLE) | 49 | 20 | 20 | 2 | 2 | 810002294259 | BOX | 44 | Residential | N/A | US
|  |  |  | 990447 | UNIVERSAL FILTERS (3 PACK) | 81 | 22 | 10 | 6 | 3 | 817418019735 | BOX | 40 | Quickship | N/A | US
|  |  |  | 990661 | RPART MERV 13 FILTER 7-1/4 X 10-1/4 X 1 | 46 | 8 | 11 | 2 | 1 | 810002293610 | BOX | 210 | Residential | N/A | US
|  |  |  | 990756 | MERV 13 FILTER TR90/90G ERV 3PK | 93 | 12 | 12 | 3 | 2 | 810002294105 | BOX | 240 | Quickship | N/A | US
|  |  |  | 990757 | MERV 13 FILTER TR130 ERV 3PK | 96 | 12 | 12 | 3 | 2 | 810002294112 | BOX | 240 | Quickship | N/A | US
|  |  |  | 990759 | MERV 13 FILTER TR200/300 ERV 3PK | 161 | 22 | 10 | 6 | 3 | 810002294129 | BOX | 80 | Quickship | N/A | US
|  |  |  | 990761 | MERV 13 FILTER TR90/90G ERV 10PK | 278 | 12 | 12 | 12 | 3 | 810002294136 | BOX | 60 | Quickship | N/A | US
|  |  |  | 990762 | MERV 13 FILTER TR130 ERV 10PK | 291 | 12 | 12 | 12 | 3 | 810002294143 | BOX | 60 | Quickship | N/A | US
|  |  |  | 990764 | MERV 13 FILTER TR200/300 ERV 10PK | 485 | 24 | 12 | 12 | 4 | 810002294150 | BOX | 30 | Quickship | N/A | US
|  |  |  | 990766 | MERV 13 FILTER TR90/90G ERV 25PK | 620 | 20 | 11 | 17 | 5 | 810002294167 | BOX | 24 | Quickship | N/A | US
|  |  |  | 990767 | MERV 13 FILTER TR130 ERV 25PK | 646 | 25 | 11 | 17 | 6 | 810002294174 | BOX | 18 | Quickship | N/A | US
|  |  |  | 990769 | MERV 13 FILTER TRLPe110/110H ERV 25PK | 1079 | 23 | 16 | 25 | 10 | 810002294181 | BOX | 54 | Quickship | N/A | US
|  |  |  | 990771 | MERV 13 FILTER TRLPe110/110H ERV 3PK | 79 | N/A | N/A | N/A | N/A | N/A | N/A | N/A | Residential | N/A | US
|  |  |  | 990772 | MERV 13 FILTER TRLPe110/110H ERV 10PK | 236 | N/A | N/A | N/A | N/A | N/A | N/A | N/A | Residential | N/A | US
|  |  |  | 990773 | MERV 13 FILTER TRLPe110/110H ERV 25PK | 532 | N/A | N/A | N/A | N/A | N/A | N/A | N/A | Residential | N/A | US
|  |  |  | ACD12 | 12" X 12" HD ALUM HAT CHNL DMPR W MOTOR | 918 | 16 | 16 | 4 | 15 | 817418016673 | BOX | 127 | Commercial | N/A | US
|  |  |  | ACD16 | 16" X 16" HD ALUM HAT CHNL DMPR W MOTOR | 1119 | 20 | 20 | 4 | 15 | 817418016680 | BOX | 81 | Commercial | N/A | US
|  |  |  | ACD20 | 20" X 20" HD ALUM HAT CHNL DMPR W MOTOR | 1193 | 24 | 24 | 4 | 16 | 817418016697 | BOX | 56 | Commercial | N/A | US
|  |  |  | ACD24 | 24" X 24" HD ALUM HAT CHNL DMPR W MOTOR | 1285 | 28 | 28 | 4 | 18 | 817418016703 | BOX | 41 | Commercial | N/A | US
|  |  |  | ACD30 | 30" X 30" HD ALUM HAT CHNL DMPR W MOTOR | 1755 | 34 | 34 | 4 | 20 | 817418016710 | BOX | 28 | Commercial | N/A | US
|  |  |  | ACD36 | 36" X 36" HD ALUM HAT CHNL DMPR W MOTOR | 1993 | 40 | 40 | 4 | 22 | 817418016727 | BOX | 20 | Commercial | N/A | US
|  |  |  | ACD42 | 42" X 42" HD ALUM HAT CHNL DMPR W MOTOR | 2028 | 46 | 46 | 4 | 24 | 817418016734 | BOX | 15 | Commercial | N/A | US
|  |  |  | ACD48 | 48" X 48" HD ALUM HAT CHNL DMPR W MOTOR | 2542 | 52 | 52 | 4 | 28 | 817418016741 | BOX | 12 | Commercial | N/A | US
|  |  |  | ACF48SL3D | AGRICULTURAL CIRCULATING FAN | 1396 | 54 | 54 | 13 | 98 | 810002293740 | CRATE | 1 | Commercial | N/A | US
|  |  |  | ACF48WHSL3D | AGRICULTURAL CIRCULATING FAN WITH WALL HOUSING | 2132 | 55 | 55 | 19 | 165 | 810002293757 | CRATE | 1 | Commercial | N/A | US
|  |  |  | ACL18 | 18" X 18" ALUM COMBO LOUVER DAMPER | 793 | 22 | 22 | 4 | 16 | 817418016758 | BOX | 67 | Commercial | N/A | US
|  |  |  | ACL18-F | 18" X 18" ALUM FLANGED COMBO LOUVER DAMPER | 797 | 22 | 22 | 4 | 18 | 810002292996 | BOX | 67 | Commercial | N/A | US
|  |  |  | ACL24 | 24" X 24" ALUM COMBO LOUVER DAMPER | 1015 | 28 | 28 | 4 | 18 | 817418016765 | BOX | 41 | Commercial | N/A | US
|  |  |  | ACL24-F | 24" X 24" ALUM FLANGED COMBO LOUVER DAMPER | 1029 | 28 | 28 | 4 | 20 | 810002293009 | BOX | 41 | Commercial | N/A | US
|  |  |  | ACL30 | 30" X 30" ALUM COMBO LOUVER DAMPER | 1325 | 34 | 34 | 4 | 20 | 817418016772 | BOX | 28 | Commercial | N/A | US
|  |  |  | ACL30-F | 30" X 30" ALUM FLANGED COMBO LOUVER DAMPER | 1344 | 34 | 34 | 4 | 22 | 810002293016 | BOX | 28 | Commercial | N/A | US
|  |  |  | ACL36 | 36" X 36" ALUM COMBO LOUVER DAMPER | 1517 | 40 | 40 | 4 | 24 | 817418016789 | BOX | 20 | Commercial | N/A | US
|  |  |  | ACL36-F | 36" X 36" ALUM FLANGED COMBO LOUVER DAMPER | 1540 | 40 | 40 | 4 | 26 | 810002293023 | BOX | 20 | Commercial | N/A | US
|  |  |  | ACL48 | 48" X 48" ALUM COMBO LOUVER DAMPER | 2390 | 52 | 52 | 4 | 28 | 817418016796 | BOX | 12 | Commercial | N/A | US
|  |  |  | ACL48-F | 48" X 48" ALUM FLANGED COMBO LOUVER DAMPER | 2434 | 52 | 52 | 4 | 31 | 810002293030 | BOX | 12 | Commercial | N/A | US
|  |  |  | ACOP-V100 | 5145819800 4 IN VENT MOUNT CLAMPS SET/2 | 14 | 8 | 8 | 8 | 2 | 812482011500 | BOX | 210 | Quickship | 1750 | US
|  |  |  | ACOP-V125 | 5145820600 5 IN VENT MOUNT CLAMPS SET/2 | 16 | 8 | 8 | 8 | 2 | 812482011517 | BOX | 210 | Quickship | 1750 | US
|  |  |  | ACOP-V150 | 5145825500 6 IN VENT MOUNT CLAMPS SET/2 | 19 | 8 | 8 | 8 | 2 | 812482011524 | BOX | 210 | Quickship | 1750 | US
|  |  |  | ACOP-V200 | 5145822200 8 IN VENT MOUNT CLAMPS SET/2 | 23 | 8 | 8 | 8 | 2 | 812482011531 | BOX | 210 | Quickship | 1750 | US
|  |  |  | ACOP-V250 | 5145823000 10 IN VENT MOUNT CLAMPS SET/2 | 28 | 10 | 10 | 4 | 3 | 812482011548 | BOX | 240 | Quickship | 1750 | US
|  |  |  | ACOP-V315 | 5145824800 12.4 IN VNT MOUNT CLAMP SET/2 | 33 | 14 | 14 | 4 | 3 | 812482011555 | BOX | 160 | Quickship | 1750 | US
|  |  |  | ADL10X4 | 10X4 ALUM DOOR LOUVER | 118 | 14 | 7 | 2 | 4 | 817418014044 | BOX | 666 | Commercial | N/A | US
|  |  |  | ADL12X12 | 12X12 ALUM DOOR LOUVER | 175 | 15 | 16 | 2 | 4 | 817418014051 | BOX | 272 | Commercial | N/A | US
|  |  |  | ADL16X16 | 16X16 ALUM DOOR LOUVER | 225 | 20 | 19 | 2 | 4 | 817418014075 | BOX | 171 | Commercial | N/A | US
|  |  |  | ADL16X8 | 16X8 ALUM DOOR LOUVER | 148 | 20 | 11 | 2 | 5 | 817418014068 | BOX | 296 | Commercial | N/A | US
|  |  |  | ADL20X10 | 20X10 ALUM DOOR LOUVER | 195 | 24 | 13 | 2 | 5 | 817418014082 | BOX | 209 | Commercial | N/A | US
|  |  |  | ADL20X20 | 20X20 ALUM DOOR LOUVER | 312 | 22 | 22 | 3 | 5 | 817418014099 | BOX | 89 | Commercial | N/A | US
|  |  |  | ADL24X12 | 24X12 ALUM DOOR LOUVER | 235 | 28 | 15 | 2 | 6 | 817418014105 | BOX | 155 | Commercial | N/A | US
|  |  |  | ADL24X24 | 24X24 ALUM DOOR LOUVER | 407 | 28 | 28 | 2 | 6 | 817418014112 | BOX | 83 | Commercial | N/A | US
|  |  |  | AFL18 | 18X18 ALUM FIXED BLADE LOUVER | 283 | 19 | 20 | 6 | 8 | 817418013894 | BOX | 57 | Commercial | N/A | US
|  |  |  | AFL24 | 24X24 ALUM FIXED BLADE LOUVER | 412 | 26 | 26 | 7 | 12 | 817418013900 | BOX | 27 | Commercial | N/A | US
|  |  |  | AFL30 | 30X30 ALUM FIXED BLADE LOUVER | 548 | 34 | 35 | 7 | 16 | 817418013917 | BOX | 15 | Commercial | N/A | US
|  |  |  | AFL36 | 36X36 ALUM FIXED BLADE LOUVER | 684 | 37 | 38 | 7 | 20 | 817418013924 | BOX | 13 | Commercial | N/A | US
|  |  |  | AFL48 | 48X48 ALUM FIXED BLADE LOUVER | 1067 | 51 | 53 | 7 | 28 | 817418013931 | BOX | 6 | Commercial | N/A | US
|  |  |  | AMD12 | 12" X 12" HD EXTR ALUM DMPR W MOTOR | 712 | 16 | 16 | 4 | 14 | 817418016802 | BOX | 127 | Commercial | N/A | US
|  |  |  | AMD16 | 16" X 16" HD EXTR ALUM DMPR W MOTOR | 798 | 20 | 20 | 4 | 15 | 817418016819 | BOX | 81 | Commercial | N/A | US
|  |  |  | AMD20 | 20" X 20" HD EXTR ALUM DMPR W MOTOR | 849 | 24 | 24 | 4 | 18 | 817418016826 | BOX | 56 | Commercial | N/A | US
|  |  |  | AMD24 | 24" X 24" HD EXTR ALUM DMPR W MOTOR | 938 | 28 | 28 | 4 | 18 | 817418016833 | BOX | 41 | Commercial | N/A | US
|  |  |  | AMD30 | 30" X 30" HD EXTR ALUM DMPR W MOTOR | 1438 | 34 | 34 | 4 | 20 | 817418016840 | BOX | 28 | Commercial | N/A | US
|  |  |  | AMD36 | 36" X 36" HD EXTR ALUM DMPR W MOTOR | 1643 | 40 | 40 | 4 | 24 | 817418016857 | BOX | 20 | Commercial | N/A | US
|  |  |  | AMD42 | 42" X 42" HD EXTR ALUM DMPR W MOTOR | 1921 | 46 | 46 | 4 | 28 | 817418016864 | BOX | 15 | Commercial | N/A | US
|  |  |  | AMD48 | 48" X 48" HD EXTR ALUM DMPR W MOTOR | 2081 | 52 | 52 | 4 | 29 | 817418016871 | BOX | 12 | Commercial | N/A | US
|  |  |  | ARE12MH1AS | ARE12 1/4HP 1725RPM 115V ODP | 1280 | 30 | 30 | 31 | 90 | 812482017977 | CRATE | 1 | Quickship | N/A | US
|  |  |  | ARE12MH1CS | BLD ARE12 1/4HP 1725RPM 230V ODP | 1280 | 31 | 31 | 24 | 90 | 812482018028 | CRATE | 1 | Quickship | N/A | US
|  |  |  | ARE12MM1AS | BLD ARE12 1/4HP 1140RPM 115V ODP | 1255 | 31 | 31 | 24 | 90 | 812482017960 | CRATE | 1 | Quickship | N/A | US
|  |  |  | ARE12MM1CS | BLD ARE12 1/4HP 1140RPM 230V ODP | 1255 | 31 | 31 | 24 | 36 | 812482018011 | CRATE | 1 | Quickship | N/A | US
|  |  |  | ARE16MM1AS | BLD ARE16 1/4HP 1140RPM 115V ODP | 1460 | 36 | 36 | 30 | 100 | 812482017984 | CRATE | 1 | Quickship | N/A | US
|  |  |  | ARE16MM1CS | BLD ARE16 1/4HP 1140RPM 230V ODP | 1460 | 36 | 36 | 30 | 100 | 812482018035 | CRATE | 1 | Quickship | N/A | US
|  |  |  | ARE16PH1AS | ARE16 1/3HP 1725RPM 115V ODP | 1512 | 36 | 36 | 31 | 100 | 812482017991 | CRATE | 1 | Quickship | N/A | US
|  |  |  | ARE16PH1CS | BLD ARE16 1/3HP 1725RPM 230V ODP | 1512 | 36 | 36 | 30 | 100 | 812482018042 | CRATE | 1 | Quickship | N/A | US
|  |  |  | ARE20MM1AS | BLD ARE20 1/4HP 1140RPM 115V ODP | 1911 | 41 | 41 | 30 | 140 | 812482018004 | CRATE | 1 | Quickship | N/A | US
|  |  |  | ARE20MM1CS | BLD ARE20 1/4HP 1140RPM 230V ODP | 1911 | 41 | 41 | 30 | 140 | 812482018059 | CRATE | 1 | Quickship | N/A | US
|  |  |  | ARS12MH1AS | BLD ARS12 1/4HP 1725RPM 115V ODP | 1280 | 31 | 31 | 24 | 90 | 812482018844 | CRATE | 1 | Quickship | N/A | US
|  |  |  | ARS12MH1CS | BLD ARS12 1/4HP 1725RPM 230V ODP | 1280 | 31 | 31 | 24 | 90 | 812482018899 | CRATE | 1 | Quickship | N/A | US
|  |  |  | ARS12MM1AS | BLD ARS12 1/4HP 1140RPM 115V ODP | 1255 | 31 | 31 | 24 | 90 | 812482018837 | CRATE | 1 | Quickship | N/A | US
|  |  |  | ARS12MM1CS | BLD ARS12 1/4HP 1140RPM 230V ODP | 1255 | 31 | 31 | 24 | 90 | 812482018882 | CRATE | 1 | Quickship | N/A | US
|  |  |  | ARS16MM1AS | BLD ARS16 1/4HP 1140RPM 115V ODP | 1460 | 36 | 36 | 30 | 100 | 812482018851 | CRATE | 1 | Quickship | N/A | US
|  |  |  | ARS16MM1CS | BLD ARS16 1/4HP 1140RPM 230V ODP | 1460 | 36 | 36 | 30 | 100 | 812482018905 | CRATE | 1 | Quickship | N/A | US
|  |  |  | ARS16PH1AS | BLD ARS16 1/3HP 1725RPM 115V ODP | 1512 | 36 | 36 | 30 | 100 | 812482018868 | CRATE | 1 | Quickship | N/A | US
|  |  |  | ARS16PH1CS | BLD ARS16 1/3HP 1725RPM 230V ODP | 1512 | 36 | 36 | 30 | 100 | 812482018912 | CRATE | 1 | Quickship | N/A | US
|  |  |  | ARS20MM1AS | BLD ARS20 1/4HP 1140RPM 115V ODP | 1911 | 41 | 41 | 30 | 140 | 812482018875 | CRATE | 1 | Quickship | N/A | US
|  |  |  | ARS20MM1CS | BLD ARS20 1/4HP 1140RPM 230V ODP | 1911 | 41 | 41 | 30 | 140 | 812482018929 | CRATE | 1 | Quickship | N/A | US
|  |  |  | BD10 | 10" ROUND GRAVITY DAMPER - TRC500 | 71 | 10 | 10 | 10 | 3 | 817418019346 | BOX | 96 | Residential | N/A | US
|  |  |  | BD12 | 12" ROUND GRAVITY DAMPER - TRC800 | 75 | 12 | 12 | 12 | 4 | 817418019353 | BOX | 60 | Residential | N/A | US
|  |  |  | BD6 | 6 INCH BACK DRAFT DAMPER | 40 | 10 | 10 | 10 | 2 | 817418019360 | BOX | 210 | Quickship | N/A | US
|  |  |  | BD8 | 8 INCH BACK DRAFT DAMPER | 49 | 12 | 12 | 12 | 2 | 817418019377 | BOX | 210 | Quickship | N/A | US
|  |  |  | BOC100 | 5416401700 4 IN INTERIOR AIR VALVE | 42 | 5 | 5 | 5 | 1 | 812482011050 | BOX | 864 | Quickship | 1750 | US
|  |  |  | BOC125 | 5416402500 5 IN INTERIOR AIR VALVE | 46 | 10 | 10 | 4 | 1 | 812482011067 | BOX | 450 | Quickship | 1750 | US
|  |  |  | BOC150 | 5416405800 6IN INTERIOR AIR VALVE | 59 | 10 | 10 | 4 | 2 | 812482011074 | BOX | 240 | Quickship | 1750 | US
|  |  |  | BOC200 | 5416406600 8 IN INTERIOR AIR VALVE | 82 | 10 | 10 | 4 | 3 | 812482011081 | BOX | 240 | Quickship | 1750 | US
|  |  |  | BOR-100 | 5416615200 4 IN ADJ CIRCULAR AIR VALVE | 37 | 5 | 5 | 5 | 0.38 | 812482011098 | BOX | 864 | Quickship | 1750 | US
|  |  |  | BOR-125 | 5416616000 5 IN ADJ CIRCULAR AIR VALVE | 39 | 10 | 10 | 4 | 1 | 812482011104 | BOX | 240 | Quickship | 1750 | US
|  |  |  | BOR-150 | 5416617800 6 IN ADJ CIRCULAR AIR VALVE | 42 | 10 | 10 | 4 | 2 | 812482011111 | BOX | 240 | Quickship | 1750 | US
|  |  |  | BOR-200 | 5416619400 8 IN ADJ CIRCULAR AIR VALVE | 48 | 10 | 10 | 4 | 0.98 | 812482011128 | BOX | 240 | Quickship | 1750 | US
|  |  |  | CAR100 | 4 IN STEEL BACKDRAFT DAMPER | 12 | 5 | 5 | 5 | 0.26 | 812482011388 | BOX | 864 | Quickship | 1750 | US
|  |  |  | CAR125 | 5416443900 5 IN STEEL BACKDRAFT DAMPER | 15 | 6 | 6 | 6 | 0.4 | 812482011395 | BOX | 480 | Quickship | 1750 | US
|  |  |  | CAR150 | 6 IN STEEL BACKDRAFT DAMPER | 16 | 8 | 7 | 6 | 0.45 | 812482011401 | BOX | 300 | Quickship | 1750 | US
|  |  |  | CAR175 | 7 IN STEEL BACKDRAFT DAMPER | 17 | 7 | 7 | 4 | 0.5 | 810002293733 | BOX | 300 | Quickship | 1750 | US
|  |  |  | CAR200 | 5416446200 8 IN STEEL BACKDRAFT DAMPER | 18 | 9 | 9 | 7 | 0.9 | 812482011418 | BOX | 160 | Quickship | 1750 | US
|  |  |  | CAR250 | 10 IN STEEL BACKDRAFT DAMPER | 24 | 11 | 11 | 7 | 1.13 | 812482011425 | BOX | 108 | Quickship | 1750 | US
|  |  |  | CAR315 | 5416448800 12.4 IN STEEL BACKDRAFT DAMP | 32 | 13 | 12 | 7 | 4 | 812482011432 | BOX | 72 | Quickship | 1750 | US
|  |  |  | CAR355 | 14" STEEL BACKDRAFT DAMPER | 43 | 16 | 16 | 3 | 5 | 817418014235 | BOX | 48 | Quickship | 1750 | US
|  |  |  | CAR400 | 16" STEEL BACKDRAFT DAMPER | 52 | 18 | 18 | 3 | 5 | 817418014242 | BOX | 48 | Quickship | 1750 | US
|  |  |  | CCA1816 | STK CURB CAP ADPT 17-3/4"ID X 16"OD | 167 | 18 | 18 | 10 | 6 | 817418016550 | BOX | 24 | Quickship | N/A | US
|  |  |  | CCA2024 | STK CURB CAP ADPT 19-3/4"ID X 24"OD | 175 | 26 | 26 | 10 | 8 | 817418016567 | CRATE | 6 | Quickship | N/A | US
|  |  |  | CM10MH1RS | CM10 1/4HP 60HZ 1PH ODP 2050RPM | 2917 | 28 | 36 | 34 | 185 | 812961013186 | CRATE | 1 | Quickship | N/A | US
|  |  |  | CM10MH1US | CM10 1/4HP 60HZ 1PH ODP 2050RPM | 2917 | 28 | 36 | 34 | 185 | 812961012486 | CRATE | 1 | Quickship | N/A | US
|  |  |  | CM10MH3RS | CM10 1/4HP 60HZ 3PH ODP 2050RPM | 2917 | 28 | 36 | 34 | 185 | 812961013513 | CRATE | 1 | Quickship | N/A | US
|  |  |  | CM10MH3US | CM10 1/4HP 60HZ 3PH ODP 2050RPM | 2917 | 28 | 36 | 34 | 185 | 812961012813 | CRATE | 1 | Quickship | N/A | US
|  |  |  | CM10ML1RS | CM10 1/4HP 60HZ 1PH ODP 1675RPM | 2917 | 28 | 36 | 34 | 185 | 812961013179 | CRATE | 1 | Quickship | N/A | US
|  |  |  | CM10ML1US | CM10 1/4HP 60HZ 1PH ODP 1675RPM | 2917 | 28 | 36 | 34 | 185 | 812961012479 | CRATE | 1 | Quickship | N/A | US
|  |  |  | CM10ML3RS | CM10 1/4HP 60HZ 3PH ODP 1675RPM | 2917 | 28 | 36 | 34 | 185 | 812961013506 | CRATE | 1 | Quickship | N/A | US
|  |  |  | CM10ML3US | CM10 1/4HP 60HZ 3PH ODP 1675RPM | 2917 | 28 | 36 | 34 | 185 | 812961012806 | CRATE | 1 | Quickship | N/A | US
|  |  |  | CM10PH1RS | CM10 1/3HP 60HZ 1PH ODP 2250RPM | 2915 | 28 | 36 | 34 | 185 | 812961013193 | CRATE | 1 | Quickship | N/A | US
|  |  |  | CM10PH1US | CM10 1/3HP 60HZ 1PH ODP 2250RPM | 2915 | 28 | 36 | 34 | 185 | 812961012493 | CRATE | 1 | Quickship | N/A | US
|  |  |  | CM10PH3RS | CM10 1/3HP 60HZ 3PH ODP 2250RPM | 2915 | 28 | 36 | 34 | 185 | 812961013520 | CRATE | 1 | Quickship | N/A | US
|  |  |  | CM10PH3US | CM10 1/3HP 60HZ 3PH ODP 2250RPM | 2915 | 28 | 36 | 34 | 185 | 812961012820 | CRATE | 1 | Quickship | N/A | US
|  |  |  | CM10QH1RS | CM10 1/2HP 60HZ 1PH ODP 2575RPM | 2980 | 28 | 36 | 34 | 185 | 812961013209 | CRATE | 1 | Quickship | N/A | US
|  |  |  | CM10QH1US | CM10 1/2HP 60HZ 1PH ODP 2575RPM | 2980 | 28 | 36 | 34 | 185 | 812961012509 | CRATE | 1 | Quickship | N/A | US
|  |  |  | CM10QH3RS | CM10 1/2HP 60HZ 3PH ODP 2575RPM | 2980 | 28 | 36 | 34 | 185 | 812961013537 | CRATE | 1 | Quickship | N/A | US
|  |  |  | CM10QH3US | CM10 1/2HP 60HZ 3PH ODP 2575RPM | 2980 | 28 | 36 | 34 | 185 | 812961012837 | CRATE | 1 | Quickship | N/A | US
|  |  |  | CM10RH1RS | CM10 3/4HP 60HZ 1PH ODP 2950RPM | 3000 | 28 | 36 | 34 | 185 | 812961013216 | CRATE | 1 | Quickship | N/A | US
|  |  |  | CM10RH1US | CM10 3/4HP 60HZ 1PH ODP 2950RPM | 3000 | 28 | 36 | 34 | 185 | 812961012516 | CRATE | 1 | Quickship | N/A | US
|  |  |  | CM10RH3RS | CM10 3/4HP 60HZ 3PH ODP 2950RPM | 3000 | 28 | 36 | 34 | 185 | 812961013544 | CRATE | 1 | Quickship | N/A | US
|  |  |  | CM10RH3US | CM10 3/4HP 60HZ 3PH ODP 2950RPM | 3000 | 28 | 36 | 34 | 185 | 812961012844 | CRATE | 1 | Quickship | N/A | US
|  |  |  | CM12MH1RS | CM12 1/4HP 60HZ 1PH ODP 1375RPM | 3580 | 35 | 40 | 40 | 230 | 812961013223 | CRATE | 1 | Quickship | N/A | US
|  |  |  | CM12MH1US | CM12 1/4HP 1PH 60HZ ODP 1375RPM | 3580 | 35 | 40 | 40 | 230 | 812961012523 | CRATE | 1 | Quickship | N/A | US
|  |  |  | CM12MH3RS | CM12 1/4HP 60HZ 3PH ODP 1375RPM | 3580 | 35 | 40 | 40 | 230 | 812961013551 | CRATE | 1 | Quickship | N/A | US
|  |  |  | CM12MH3US | CM12 1/4HP 60HZ 3PH ODP 1375RPM | 3580 | 35 | 40 | 40 | 230 | 812961012851 | CRATE | 1 | Quickship | N/A | US
|  |  |  | CM12PH1RS | CM12 1/3HP 60HZ 1PH ODP 1525RPM | 3552 | 35 | 40 | 40 | 230 | 812961013230 | CRATE | 1 | Quickship | N/A | US
|  |  |  | CM12PH1US | CM12 1/3HP 60HZ 1PH ODP 1525RPM | 3552 | 35 | 40 | 40 | 230 | 812961012530 | CRATE | 1 | Quickship | N/A | US
|  |  |  | CM12PH3RS | CM12 1/3HP 60HZ 3PH ODP 1525RPM | 3552 | 35 | 40 | 40 | 230 | 812961013568 | CRATE | 1 | Quickship | N/A | US
|  |  |  | CM12PH3US | CM12 1/3HP 60HZ 3PH ODP 1525RPM | 3552 | 35 | 40 | 40 | 230 | 812961012868 | CRATE | 1 | Quickship | N/A | US
|  |  |  | CM12QH1RS | CM12 1/2HP 60HZ 1PH ODP 1750RPM | 3667 | 35 | 40 | 40 | 230 | 812961013247 | CRATE | 1 | Quickship | N/A | US
|  |  |  | CM12QH1US | CM12 1/2HP 60HZ 1PH ODP 1750RPM | 3667 | 35 | 40 | 40 | 230 | 812961012547 | CRATE | 1 | Quickship | N/A | US
|  |  |  | CM12QH3RS | CM12 1/2HP 60HZ 3PH ODP 1750RPM | 3667 | 35 | 40 | 40 | 230 | 812961013575 | CRATE | 1 | Quickship | N/A | US
|  |  |  | CM12QH3US | CM12 1/2HP 60HZ 3PH ODP 1750RPM | 3667 | 35 | 40 | 40 | 230 | 812961012875 | CRATE | 1 | Quickship | N/A | US
|  |  |  | CM12RH1RS | CM12 3/4HP 60HZ 1PH ODP 2000RPM | 3650 | 35 | 40 | 40 | 230 | 812961013254 | CRATE | 1 | Quickship | N/A | US
|  |  |  | CM12RH1US | CM12 3/4HP 60HZ 1PH ODP 2000RPM | 3650 | 35 | 40 | 40 | 230 | 812961012554 | CRATE | 1 | Quickship | N/A | US
|  |  |  | CM12RH3RS | CM12 3/4HP 60HZ 3PH ODP 2000RPM | 3650 | 35 | 40 | 40 | 230 | 812961013582 | CRATE | 1 | Quickship | N/A | US
|  |  |  | CM12RH3US | CM12 3/4HP 60HZ 3PH ODP 2000RPM | 3650 | 35 | 40 | 40 | 230 | 812961012882 | CRATE | 1 | Quickship | N/A | US
|  |  |  | CM12SH1RS | CM12 1HP 60HZ 1PH ODP 2200RPM | 3677 | 35 | 40 | 40 | 230 | 812961013261 | CRATE | 1 | Quickship | N/A | US
|  |  |  | CM12SH1US | CM12 1HP 60HZ 1PH ODP 2200RPM | 3677 | 35 | 40 | 40 | 230 | 812961012561 | CRATE | 1 | Quickship | N/A | US
|  |  |  | CM12SH3RS | CM12 1HP 60HZ 3PH ODP 2200RPM | 3677 | 35 | 40 | 40 | 230 | 812961013599 | CRATE | 1 | Quickship | N/A | US
|  |  |  | CM12SH3US | CM12 1HP 60HZ 3PH ODP 2200RPM | 3677 | 35 | 40 | 40 | 230 | 812961012899 | CRATE | 1 | Quickship | N/A | US
|  |  |  | CM12TH1RS | CM12 1-1/2HP 60HZ 1PH ODP 2525RPM | 3700 | 35 | 40 | 40 | 230 | 812961013278 | CRATE | 1 | Quickship | N/A | US
|  |  |  | CM12TH1US | CM12 1-1/2HP 60HZ 1PH ODP 2525RPM | 3700 | 35 | 40 | 40 | 230 | 812961012578 | CRATE | 1 | Quickship | N/A | US
|  |  |  | CM12TH3RS | CM12 1-1/2HP 60HZ 3PH ODP 2525RPM | 3700 | 35 | 40 | 40 | 230 | 812961013605 | CRATE | 1 | Quickship | N/A | US
|  |  |  | CM12TH3US | CM12 1-1/2HP 60HZ 3PH ODP 2525RPM | 3700 | 35 | 40 | 40 | 230 | 812961012905 | CRATE | 1 | Quickship | N/A | US
|  |  |  | CM12VH1RS | CM12 2HP 60HZ 1PH ODP 2775RPM | 3800 | 35 | 40 | 40 | 230 | 812961013285 | CRATE | 1 | Quickship | N/A | US
|  |  |  | CM12VH1US | CM12 2HP 60HZ 1PH ODP 2775RPM | 3800 | 35 | 40 | 40 | 230 | 812961012585 | CRATE | 1 | Quickship | N/A | US
|  |  |  | CM12VH3RS | CM12 2HP 60HZ 3PH ODP 2775RPM | 3800 | 35 | 40 | 40 | 230 | 812961013612 | CRATE | 1 | Quickship | N/A | US
|  |  |  | CM12VH3US | CM12 2HP 60HZ 3PH ODP 2775RPM | 3800 | 35 | 40 | 40 | 230 | 812961012912 | CRATE | 1 | Quickship | N/A | US
|  |  |  | CM14MH1RS | CM14 1/4HP 60HZ 1PH ODP 1150RPM | 2920 | 34 | 40 | 44 | 290 | 812961013292 | CRATE | 1 | Quickship | N/A | US
|  |  |  | CM14MH1US | CM14 1/4HP 60HZ 1PH ODP 1150RPM | 2920 | 34 | 40 | 44 | 290 | 812961012592 | CRATE | 1 | Quickship | N/A | US
|  |  |  | CM14MH3RS | CM14 1/4HP 60HZ 3PH ODP 1150RPM | 2920 | 34 | 40 | 44 | 290 | 812961013629 | CRATE | 1 | Quickship | N/A | US
|  |  |  | CM14MH3US | CM14 1/4HP 60HZ 3PH ODP 1150RPM | 2920 | 34 | 40 | 44 | 290 | 812961012929 | CRATE | 1 | Quickship | N/A | US
|  |  |  | CM14PH1RS | CM14 1/3HP 60HZ 1PH ODP 1250RPM | 2901 | 34 | 40 | 44 | 290 | 812961013308 | CRATE | 1 | Quickship | N/A | US
|  |  |  | CM14PH1US | CM14 1/3HP 60HZ 1PH ODP 1250RPM | 2901 | 34 | 40 | 44 | 290 | 812961012608 | CRATE | 1 | Quickship | N/A | US
|  |  |  | CM14PH3RS | CM14 1/3HP 60HZ 3PH ODP 1250RPM | 2901 | 34 | 40 | 44 | 290 | 812961013636 | CRATE | 1 | Quickship | N/A | US
|  |  |  | CM14PH3US | CM14 1/3HP 60HZ 3PH ODP 1250RPM | 2901 | 34 | 40 | 44 | 290 | 812961012936 | CRATE | 1 | Quickship | N/A | US
|  |  |  | CM14QH1RS | CM14 1/2HP 60HZ 1PH ODP 1445RPM | 3000 | 34 | 40 | 44 | 290 | 812961013315 | CRATE | 1 | Quickship | N/A | US
|  |  |  | CM14QH1US | CM14 1/2HP 60HZ 1PH ODP 1445RPM | 3000 | 34 | 40 | 44 | 290 | 812961012615 | CRATE | 1 | Quickship | N/A | US
|  |  |  | CM14QH3RS | CM14 1/2HP 60HZ 3PH ODP 1445RPM | 3000 | 34 | 40 | 44 | 290 | 812961013643 | CRATE | 1 | Quickship | N/A | US
|  |  |  | CM14QH3US | CM14 1/2HP 60HZ 3PH ODP 1445RPM | 3000 | 34 | 40 | 44 | 290 | 812961012943 | CRATE | 1 | Quickship | N/A | US
|  |  |  | CM14RH1RS | CM14 3/4HP 60HZ 1PH ODP 1650RPM | 3075 | 34 | 40 | 44 | 290 | 812961013322 | CRATE | 1 | Quickship | N/A | US
|  |  |  | CM14RH1US | CM14 3/4HP 60HZ 1PH ODP 1650RPM | 3075 | 34 | 40 | 44 | 290 | 812961012622 | CRATE | 1 | Quickship | N/A | US
|  |  |  | CM14RH3RS | CM14 3/4HP 60HZ 3PH ODP 1650RPM | 3075 | 34 | 40 | 44 | 290 | 812961013650 | CRATE | 1 | Quickship | N/A | US
|  |  |  | CM14RH3US | CM14 3/4HP 60HZ 3PH ODP 1650RPM | 3075 | 34 | 40 | 44 | 290 | 812961012950 | CRATE | 1 | Quickship | N/A | US
|  |  |  | CM14SH1RS | CM14 1HP 60HZ 1PH ODP 1800RPM | 3048 | 34 | 40 | 44 | 290 | 812961013339 | CRATE | 1 | Quickship | N/A | US
|  |  |  | CM14SH1US | CM14 1HP 60HZ 1PH ODP 1800RPM | 3048 | 34 | 40 | 44 | 290 | 812961012639 | CRATE | 1 | Quickship | N/A | US
|  |  |  | CM14SH3RS | CM14 1HP 60HZ 3PH ODP 1800RPM | 3048 | 34 | 40 | 44 | 290 | 812961013667 | CRATE | 1 | Quickship | N/A | US
|  |  |  | CM14SH3US | CM14 1HP 60HZ 3PH ODP 1800RPM | 3048 | 34 | 40 | 44 | 290 | 812961012967 | CRATE | 1 | Quickship | N/A | US
|  |  |  | CM14TH1RS | CM14 1-1/2HP 60HZ 1PH ODP 2075RPM | 3180 | 34 | 40 | 44 | 290 | 812961013346 | CRATE | 1 | Quickship | N/A | US
|  |  |  | CM14TH1US | CM14 1-1/2HP 60HZ 1PH ODP 2075RPM | 3180 | 34 | 40 | 44 | 290 | 812961012646 | CRATE | 1 | Quickship | N/A | US
|  |  |  | CM14TH3RS | CM14 1-1/2HP 60HZ 3PH ODP 2075RPM | 3180 | 34 | 40 | 44 | 290 | 812961013674 | CRATE | 1 | Quickship | N/A | US
|  |  |  | CM14TH3US | CM14 1-1/2HP 60HZ 3PH ODP 2075RPM | 3180 | 34 | 40 | 44 | 290 | 812961012974 | CRATE | 1 | Quickship | N/A | US
|  |  |  | CM14VH1RS | CM14 2HP 60HZ 1PH ODP 2290RPM | 3360 | 34 | 40 | 44 | 290 | 812961013353 | CRATE | 1 | Quickship | N/A | US
|  |  |  | CM14VH1US | CM14 2HP 60HZ 1PH ODP 2290RPM | 3360 | 34 | 40 | 44 | 290 | 812961012653 | CRATE | 1 | Quickship | N/A | US
|  |  |  | CM14VH3RS | CM14 2HP 60HZ3PH ODP 2290RPM | 3360 | 34 | 40 | 44 | 290 | 812961013681 | CRATE | 1 | Quickship | N/A | US
|  |  |  | CM14VH3US | CM14 2HP 60HZ 3PH ODP 2290RPM | 3360 | 34 | 40 | 44 | 290 | 812961012981 | CRATE | 1 | Quickship | N/A | US
|  |  |  | CM14WH3RS | CM14 3HP 60HZ 3PH ODP 2600RPM | 3890 | 34 | 40 | 44 | 290 | 812961013698 | CRATE | 1 | Quickship | N/A | US
|  |  |  | CM14WH3US | CM14 3HP 60HZ 3PH ODP 2600RPM | 3890 | 34 | 40 | 44 | 290 | 812961012998 | CRATE | 1 | Quickship | N/A | US
|  |  |  | CM16MH1RS | CM16 1/4HP 60HZ 1PH ODP 950RPM | 3018 | 36 | 44 | 47 | 280 | 812961013360 | CRATE | 1 | Quickship | N/A | US
|  |  |  | CM16MH1US | CM16 1/4HP 60HZ 1PH ODP 950RPM | 3018 | 36 | 44 | 47 | 280 | 812961012660 | CRATE | 1 | Quickship | N/A | US
|  |  |  | CM16MH3RS | CM16 1/4HP 60HZ 3PH ODP 950RPM | 3018 | 36 | 44 | 47 | 280 | 812961013704 | CRATE | 1 | Quickship | N/A | US
|  |  |  | CM16MH3US | CM16 1/4HP 60HZ 3PH ODP 950RPM | 3018 | 36 | 44 | 47 | 280 | 812961013001 | CRATE | 1 | Quickship | N/A | US
|  |  |  | CM16PH1RS | CM16 1/3HP 60HZ 1PH ODP 1050RPM | 3001 | 36 | 44 | 47 | 280 | 812961013377 | CRATE | 1 | Quickship | N/A | US
|  |  |  | CM16PH1US | CM16 1/3HP 60HZ 1PH ODP 1050RPM | 3001 | 36 | 44 | 47 | 280 | 812961012677 | CRATE | 1 | Quickship | N/A | US
|  |  |  | CM16PH3RS | CM16 1/3HP 60HZ 3PH ODP 1050RPM | 3001 | 36 | 44 | 47 | 280 | 812961013711 | CRATE | 1 | Quickship | N/A | US
|  |  |  | CM16PH3US | CM16 1/3HP 60HZ 3PH ODP 1050RPM | 3001 | 36 | 44 | 47 | 280 | 812961013018 | CRATE | 1 | Quickship | N/A | US
|  |  |  | CM16QH1RS | CM16 1/2HP 60HZ 1PH ODP 1200RPM | 3075 | 36 | 44 | 47 | 280 | 812961013384 | CRATE | 1 | Quickship | N/A | US
|  |  |  | CM16QH1US | CM16 1/2HP 60HZ 1PH ODP 1200RPM | 3075 | 36 | 44 | 47 | 280 | 812961012684 | CRATE | 1 | Quickship | N/A | US
|  |  |  | CM16QH3RS | CM16 1/2HP 60HZ 3PH ODP 1200RPM | 3075 | 36 | 44 | 47 | 280 | 812961013728 | CRATE | 1 | Quickship | N/A | US
|  |  |  | CM16QH3US | CM16 1/2HP 60HZ 3PH ODP 1200RPM | 3075 | 36 | 44 | 47 | 280 | 812961013025 | CRATE | 1 | Quickship | N/A | US
|  |  |  | CM16RH1RS | CM16 3/4HP 60HZ 1PH ODP 1375RPM | 3145 | 36 | 44 | 47 | 280 | 812961013391 | CRATE | 1 | Quickship | N/A | US
|  |  |  | CM16RH1US | CM16 3/4HP 60HZ 1PH ODP 1375RPM | 3145 | 36 | 44 | 47 | 280 | 812961012691 | CRATE | 1 | Quickship | N/A | US
|  |  |  | CM16RH3RS | CM16 3/4HP 60HZ 3PH ODP 1375RPM | 3145 | 36 | 44 | 47 | 280 | 812961013735 | CRATE | 1 | Quickship | N/A | US
|  |  |  | CM16RH3US | CM16 3/4HP 60HZ 3PH ODP 1375RPM | 3145 | 36 | 44 | 47 | 280 | 812961013032 | CRATE | 1 | Quickship | N/A | US
|  |  |  | CM16SH1RS | CM16 1HP 60HZ 1PH ODP 1510RPM | 3105 | 36 | 44 | 47 | 280 | 812961013407 | CRATE | 1 | Quickship | N/A | US
|  |  |  | CM16SH1US | CM16 1HP 60HZ 1PH ODP 1510RPM | 3105 | 36 | 44 | 47 | 280 | 812961012707 | CRATE | 1 | Quickship | N/A | US
|  |  |  | CM16SH3RS | CM16 1HP 60HZ 3PH ODP 1510RPM | 3105 | 36 | 44 | 47 | 280 | 812961013742 | CRATE | 1 | Quickship | N/A | US
|  |  |  | CM16SH3US | CM16 1HP 60HZ 3PH ODP 1510RPM | 3105 | 36 | 44 | 47 | 280 | 812961013049 | CRATE | 1 | Quickship | N/A | US
|  |  |  | CM16TH1RS | CM16 1-1/2HP 60HZ1PH ODP 1735RPM | 3236 | 36 | 44 | 47 | 280 | 812961013414 | CRATE | 1 | Quickship | N/A | US
|  |  |  | CM16TH1US | CM16 1-1/2HP 60HZ 1P ODP 1735RPM | 3236 | 36 | 44 | 47 | 280 | 812961012714 | CRATE | 1 | Quickship | N/A | US
|  |  |  | CM16TH3RS | CM16 1-1/2HP 60HZ 3PH ODP 1735RPM | 3236 | 36 | 44 | 47 | 280 | 812961013759 | CRATE | 1 | Quickship | N/A | US
|  |  |  | CM16TH3US | CM16 1-1/2HP 60HZ3PH ODP 1735RPM | 3236 | 36 | 44 | 47 | 280 | 812961013056 | CRATE | 1 | Quickship | N/A | US
|  |  |  | CM16VH1RS | CM16 2HP 60HZ 1PH ODP 1900RPM | 3430 | 36 | 44 | 47 | 280 | 812961013421 | CRATE | 1 | Quickship | N/A | US
|  |  |  | CM16VH1US | CM16 2HP 60HZ 1PH ODP 1900RPM | 3430 | 36 | 44 | 47 | 280 | 812961012721 | CRATE | 1 | Quickship | N/A | US
|  |  |  | CM16VH3RS | CM16 2HP 60HZ 3PH ODP 1900RPM | 3430 | 36 | 44 | 47 | 280 | 812961013766 | CRATE | 1 | Quickship | N/A | US
|  |  |  | CM16VH3US | CM16 2HP 60HZ 3PH ODP 1900RPM | 3430 | 36 | 44 | 47 | 280 | 812961013063 | CRATE | 1 | Quickship | N/A | US
|  |  |  | CM16WH3RS | CM16 3HP 60HZ 3PH ODP 2175RPM | 3900 | 36 | 44 | 47 | 280 | 812961013773 | CRATE | 1 | Quickship | N/A | US
|  |  |  | CM16WH3US | CM16 3HP 60HZ 3PH ODP 2175RPM | 3900 | 36 | 44 | 47 | 280 | 812961013070 | CRATE | 1 | Quickship | N/A | US
|  |  |  | CM18MH3RS | CM18 1/4HP 60HZ 3PH ODP 775RPM | 3694 | 36 | 48 | 50 | 390 | 812961013780 | CRATE | 1 | Quickship | N/A | US
|  |  |  | CM18MH3US | CM18 1/4HP 60HZ 3PH ODP 775RPM | 3694 | 36 | 48 | 50 | 390 | 812961013087 | CRATE | 1 | Quickship | N/A | US
|  |  |  | CM18PH1RS | CM18 1/3HP 60HZ 1PH ODP 850RPM | 3644 | 36 | 48 | 50 | 390 | 812961013445 | CRATE | 1 | Quickship | N/A | US
|  |  |  | CM18PH1US | CM18 1/3HP 60HZ 1PH ODP 850RPM | 3644 | 36 | 48 | 50 | 390 | 812961012745 | CRATE | 1 | Quickship | N/A | ES
|  |  |  | CM18PH3RS | CM18 1/3HP 60HZ 3PH ODP 850RPM | 3644 | 36 | 48 | 50 | 390 | 812961013797 | CRATE | 1 | Quickship | N/A | ES
|  |  |  | CM18PH3US | CM18 1/3HP 60HZ 3PH ODP 850RPM | 3644 | 36 | 48 | 50 | 390 | 812961013094 | CRATE | 1 | Quickship | N/A | ES
|  |  |  | CM18QH1RS | CM18 1/2HP 60HZ 1PH ODP 975RPM | 3735 | 36 | 48 | 50 | 390 | 812961013452 | CRATE | 1 | Quickship | N/A | ES
|  |  |  | CM18QH1US | CM18 1/2HP 60HZ 1PH ODP 975RPM | 3735 | 36 | 48 | 50 | 390 | 812961012752 | CRATE | 1 | Quickship | N/A | ES
|  |  |  | CM18QH3RS | CM18 1/2HP 60HZ 3PH ODP 975RPM | 3735 | 36 | 48 | 50 | 390 | 812961013803 | CRATE | 1 | Quickship | N/A | US
|  |  |  | CM18QH3US | CM18 1/2HP 60HZ 3PH ODP 975RPM | 3735 | 36 | 48 | 50 | 390 | 812961013100 | CRATE | 1 | Quickship | N/A | US
|  |  |  | CM18RH1RS | CM18 3/4HP 60HZ 1PH ODP 1120RPM | 3817 | 36 | 48 | 50 | 390 | 812961013469 | CRATE | 1 | Quickship | N/A | US
|  |  |  | CM18RH1US | CM18 3/4HP 60HZ 1PH ODP 1120RPM | 3817 | 36 | 48 | 50 | 390 | 812961012769 | CRATE | 1 | Quickship | N/A | US
|  |  |  | CM18RH3RS | CM18 3/4HP 60HZ 3PH ODP 1120RPM | 3817 | 36 | 48 | 50 | 390 | 812961013810 | CRATE | 1 | Quickship | N/A | ES
|  |  |  | CM18RH3US | CM18 3/4HP 60HZ 3PH ODP 1120RPM | 3817 | 36 | 48 | 50 | 390 | 812961013117 | CRATE | 1 | Quickship | N/A | US
|  |  |  | CM18SH1RS | CM18 1HP 60HZ 1PH ODP 1225RPM | 3792 | 36 | 48 | 50 | 390 | 812961013476 | CRATE | 1 | Quickship | N/A | ES
|  |  |  | CM18SH1US | CM18 1HP 60HZ 1PH ODP 1225RPM | 3792 | 36 | 48 | 50 | 390 | 812961012776 | CRATE | 1 | Quickship | N/A | ES
|  |  |  | CM18SH3RS | CM18 1HP 60HZ 3PH ODP 1225RPM | 3792 | 36 | 48 | 50 | 390 | 812961013827 | CRATE | 1 | Quickship | N/A | ES
|  |  |  | CM18SH3US | CM18 1HP 60HZ 3PH ODP 1225RPM | 3792 | 36 | 48 | 50 | 390 | 812961013124 | CRATE | 1 | Quickship | N/A | ES
|  |  |  | CM18TH1RS | CM18 1-1/2HP 60HZ 1PH ODP 1400RPM | 3891 | 36 | 48 | 50 | 390 | 812961013483 | CRATE | 1 | Quickship | N/A | ES
|  |  |  | CM18TH1US | CM18 1-1/2HP 60HZ1PH ODP 1400RPM | 3891 | 36 | 48 | 50 | 390 | 812961012783 | CRATE | 1 | Quickship | N/A | ES
|  |  |  | CM18TH3RS | CM18 1-1/2HP 60HZ 3PH ODP 1400RPM | 3891 | 36 | 48 | 50 | 390 | 812961013834 | CRATE | 1 | Quickship | N/A | ES
|  |  |  | CM18TH3US | CM18 1-1/2HP 60HZ 3PH ODP 1400RPM | 3891 | 36 | 48 | 50 | 390 | 812961013131 | CRATE | 1 | Quickship | N/A | ES
|  |  |  | CM18VH1RS | CM18 2HP 60HZ 1PH ODP 1550RPM | 4134 | 36 | 48 | 50 | 390 | 812961013490 | CRATE | 1 | Quickship | N/A | ES
|  |  |  | CM18VH1US | CM18 2HP 60HZ 1PH ODP 1550RPM | 4134 | 36 | 48 | 50 | 390 | 812961012790 | CRATE | 1 | Quickship | N/A | ES
|  |  |  | CM18VH3RS | CM18 2HP 60HZ 3PH ODP 1550RPM | 4134 | 36 | 48 | 50 | 390 | 812961013841 | CRATE | 1 | Quickship | N/A | US
|  |  |  | CM18VH3US | CM18 2HP 60HZ 3PH ODP 1550RPM | 4134 | 36 | 48 | 50 | 390 | 812961013148 | CRATE | 1 | Quickship | N/A | US
|  |  |  | CM18WH3RS | CM18 3HP 60HZ 3PH ODP 1775RPM | 4724 | 36 | 48 | 50 | 390 | 812961013858 | CRATE | 1 | Quickship | N/A | US
|  |  |  | CM18WH3US | CM18 3HP 60HZ 3PH ODP 1775RPM | 4724 | 36 | 48 | 50 | 390 | 812961013155 | CRATE | 1 | Quickship | N/A | US
|  |  |  | CM18XH3RS | CM18 5HP 60HZ 3PH ODP 2100RPM | 4700 | 36 | 48 | 50 | 390 | 812961013865 | CRATE | 1 | Quickship | N/A | US
|  |  |  | CM18XH3US | CM18 5HP 60HZ 3PH ODP 2100RPM | 4700 | 36 | 48 | 50 | 390 | 812961013162 | CRATE | 1 | Quickship | N/A | US
|  |  |  | CM20PH1RS | CM20 1/3HP 60HZ 1PH ODP 720RPM | 4175 | 44 | 48 | 56 | 410 | 812961014664 | CRATE | 1 | Quickship | N/A | US
|  |  |  | CM20PH1US | CM20 1/3HP 60HZ 1PH ODP 720RPM | 4175 | 44 | 48 | 56 | 410 | 812961013872 | CRATE | 1 | Quickship | N/A | US
|  |  |  | CM20PH3RS | CM20 1/3HP 60HZ 3PH ODP 720RPM | 4175 | 44 | 48 | 56 | 410 | 812961014954 | CRATE | 1 | Quickship | N/A | US
|  |  |  | CM20PH3US | CM20 1/3HP 60HZ 3PH ODP 720RPM | 4175 | 44 | 48 | 56 | 410 | 812961014169 | CRATE | 1 | Quickship | N/A | US
|  |  |  | CM20QH1RS | CM20 1/2HP 60HZ 1PH ODP 825RPM | 4245 | 44 | 48 | 56 | 410 | 812961014671 | CRATE | 1 | Quickship | N/A | US
|  |  |  | CM20QH1US | CM20 1/2HP 60HZ 1PH ODP 825RPM | 4245 | 44 | 48 | 56 | 410 | 812961013889 | CRATE | 1 | Quickship | N/A | US
|  |  |  | CM20QH3RS | CM20 1/2HP 60HZ 3PH ODP 825RPM | 4245 | 44 | 48 | 56 | 410 | 812961014961 | CRATE | 1 | Quickship | N/A | US
|  |  |  | CM20QH3US | CM20 1/2HP 60HZ 3PH ODP 825RPM | 4245 | 44 | 48 | 56 | 410 | 812961014176 | CRATE | 1 | Quickship | N/A | US
|  |  |  | CM20RH1RS | CM20 3/4HP 60HZ 1PH ODP 940RPM | 4313 | 44 | 48 | 56 | 410 | 812961014688 | CRATE | 1 | Quickship | N/A | US
|  |  |  | CM20RH1US | CM20 3/4HP 60HZ 1PH ODP 940RPM | 4313 | 44 | 48 | 56 | 410 | 812961013896 | CRATE | 1 | Quickship | N/A | US
|  |  |  | CM20RH3RS | CM20 3/4HP 60HZ 3PH ODP 940RPM | 4313 | 44 | 48 | 56 | 410 | 812961014978 | CRATE | 1 | Quickship | N/A | US
|  |  |  | CM20RH3US | CM20 3/4HP 60HZ 3PH ODP 940RPM | 4313 | 44 | 48 | 56 | 410 | 812961014183 | CRATE | 1 | Quickship | N/A | US
|  |  |  | CM20SH1RS | CM20 1HP 60HZ 1PH ODP 1040RPM | 4268 | 44 | 48 | 56 | 410 | 812961014695 | CRATE | 1 | Quickship | N/A | US
|  |  |  | CM20SH1US | CM20 1HP 60HZ 1PH ODP 1040RPM | 4268 | 44 | 48 | 56 | 410 | 812961013902 | CRATE | 1 | Quickship | N/A | US
|  |  |  | CM20SH3RS | CM20 1HP 60HZ 3PH ODP 1040RPM | 4268 | 44 | 48 | 56 | 410 | 812961014985 | CRATE | 1 | Quickship | N/A | US
|  |  |  | CM20SH3US | CM20 1HP 60HZ 3PH ODP 1040RPM | 4268 | 44 | 48 | 56 | 410 | 812961014190 | CRATE | 1 | Quickship | N/A | US
|  |  |  | CM20TH1RS | CM20 1-1/2HP 60HZ1PH ODP 1175RPM | 4370 | 44 | 48 | 56 | 410 | 812961014701 | CRATE | 1 | Quickship | N/A | US
|  |  |  | CM20TH1US | CM20 1-1/2HP 60HZ 1P ODP 1175RPM | 4370 | 44 | 48 | 56 | 410 | 812961013919 | CRATE | 1 | Quickship | N/A | US
|  |  |  | CM20TH3RS | CM20 1-1/2HP 60HZ3PH ODP 1175RPM | 4370 | 44 | 48 | 56 | 410 | 812961014992 | CRATE | 1 | Quickship | N/A | US
|  |  |  | CM20TH3US | CM20 1-1/2HP 60HZ3PH ODP 1175RPM | 4370 | 44 | 48 | 56 | 410 | 812961014206 | CRATE | 1 | Quickship | N/A | US
|  |  |  | CM20VH1RS | CM20 2HP 60HZ 1PH ODP 1300RPM | 4900 | 44 | 48 | 56 | 410 | 812961014718 | CRATE | 1 | Quickship | N/A | US
|  |  |  | CM20VH1US | CM20 2HP 60HZ 1PH ODP 1300RPM | 4900 | 44 | 48 | 56 | 410 | 812961013926 | CRATE | 1 | Quickship | N/A | US
|  |  |  | CM20VH3RS | CM20 2HP 60HZ 3PH ODP 1300RPM | 4900 | 44 | 48 | 56 | 410 | 812961015005 | CRATE | 1 | Quickship | N/A | US
|  |  |  | CM20VH3US | CM20 2HP 60HZ 3PH ODP 1300RPM | 4900 | 44 | 48 | 56 | 410 | 812961014213 | CRATE | 1 | Quickship | N/A | US
|  |  |  | CM20WH3RS | CM20 3HP 60HZ 3PH ODP 1500RPM | 5200 | 44 | 48 | 56 | 410 | 812961015012 | CRATE | 1 | Quickship | N/A | US
|  |  |  | CM20WH3US | CM20 3HP 60HZ 3PH ODP 1500RPM | 5200 | 44 | 48 | 56 | 410 | 812961014220 | CRATE | 1 | Quickship | N/A | US
|  |  |  | CM20XH3RS | CM20 5HP 60HZ 3PH ODP 1770RPM | 5200 | 44 | 48 | 56 | 410 | 812961015029 | CRATE | 1 | Quickship | N/A | US
|  |  |  | CM20XH3US | CM20 5HP 60HZ 3PH ODP 1770RPM | 5200 | 44 | 48 | 56 | 410 | 812961014237 | CRATE | 1 | Quickship | N/A | US
|  |  |  | CM22PH1RS | CM22 1/3HP 60HZ 1PH ODP 600RPM | 4442 | 48 | 59 | 49 | 530 | 812961014725 | CRATE | 1 | Quickship | N/A | US
|  |  |  | CM22PH1US | CM22 1/3HP 60HZ 1PH ODP 600RPM | 4442 | 48 | 59 | 49 | 530 | 812961013933 | CRATE | 1 | Quickship | N/A | US
|  |  |  | CM22PH3RS | CM22 1/3HP 60HZ 3PH ODP 600RPM | 4442 | 48 | 59 | 49 | 530 | 812961015036 | CRATE | 1 | Quickship | N/A | US
|  |  |  | CM22PH3US | CM22 1/3HP 60HZ 3PH ODP 600RPM | 4442 | 48 | 59 | 49 | 530 | 812961014244 | CRATE | 1 | Quickship | N/A | US
|  |  |  | CM22QH1RS | CM22 1/2HP 60HZ 1PH ODP 680RPM | 4526 | 48 | 59 | 49 | 530 | 812961014732 | CRATE | 1 | Quickship | N/A | US
|  |  |  | CM22QH1US | CM22 1/2HP 60HZ 1PH ODP 680RPM | 4526 | 48 | 59 | 49 | 530 | 812961013940 | CRATE | 1 | Quickship | N/A | US
|  |  |  | CM22QH3RS | CM22 1/2HP 60HZ 3PH ODP 680RPM | 4526 | 48 | 59 | 49 | 530 | 812961015043 | CRATE | 1 | Quickship | N/A | US
|  |  |  | CM22QH3US | CM22 1/2HP 60HZ 3PH ODP 680RPM | 4526 | 48 | 59 | 49 | 530 | 812961014251 | CRATE | 1 | Quickship | N/A | US
|  |  |  | CM22RH1RS | CM22 3/4HP 60HZ 1PH ODP 785RPM | 4611 | 48 | 59 | 49 | 530 | 812961014749 | CRATE | 1 | Quickship | N/A | US
|  |  |  | CM22RH1US | CM22 3/4HP 60HZ 1PH ODP 785RPM | 4611 | 48 | 59 | 49 | 530 | 812961013957 | CRATE | 1 | Quickship | N/A | US
|  |  |  | CM22RH3RS | CM22 3/4HP 60HZ 3PH ODP 785RPM | 4611 | 48 | 59 | 49 | 530 | 812961015050 | CRATE | 1 | Quickship | N/A | US
|  |  |  | CM22RH3US | CM22 3/4HP 60HZ 3PH ODP 785RPM | 4611 | 48 | 59 | 49 | 530 | 812961014268 | CRATE | 1 | Quickship | N/A | US
|  |  |  | CM22SH1RS | CM22 1HP 60HZ 1PH ODP 860RPM | 4562 | 48 | 59 | 49 | 530 | 812961014756 | CRATE | 1 | Quickship | N/A | US
|  |  |  | CM22SH1US | CM22 1HP 60HZ 1PH ODP 860RPM | 4562 | 48 | 59 | 49 | 530 | 812961013964 | CRATE | 1 | Quickship | N/A | CN
|  |  |  | CM22SH3RS | CM22 1HP 60HZ 3PH ODP 860RPM | 4562 | 48 | 59 | 49 | 530 | 812961015067 | CRATE | 1 | Quickship | N/A | US
|  |  |  | CM22SH3US | CM22 1HP 60HZ 3PH ODP 860RPM | 4562 | 48 | 59 | 49 | 530 | 812961014275 | CRATE | 1 | Quickship | N/A | US
|  |  |  | CM22TH1RS | CM22 1-1/2HP 60HZ 1PH ODP 980RPM | 4678 | 48 | 59 | 49 | 530 | 812961014763 | CRATE | 1 | Quickship | N/A | US
|  |  |  | CM22TH1US | CM22 1-1/2HP 60HZ 1PH ODP 980RPM | 4678 | 48 | 59 | 49 | 530 | 812961013971 | CRATE | 1 | Quickship | N/A | US
|  |  |  | CM22TH3RS | CM22 1-1/2HP 60HZ 3PH ODP 980RPM | 4678 | 48 | 59 | 49 | 530 | 812961015074 | CRATE | 1 | Quickship | N/A | US
|  |  |  | CM22TH3US | CM22 1-1/2HP 60HZ 3PH ODP 980RPM | 4678 | 48 | 59 | 49 | 530 | 812961014282 | CRATE | 1 | Quickship | N/A | US
|  |  |  | CM22VH1RS | CM22 2HP 60HZ 1PH ODP 1085RPM | 4847 | 48 | 59 | 49 | 530 | 812961014770 | CRATE | 1 | Quickship | N/A | US
|  |  |  | CM22VH1US | CM22 2HP 60HZ 1PH ODP 1085RPM | 4847 | 48 | 59 | 49 | 530 | 812961013988 | CRATE | 1 | Quickship | N/A | US
|  |  |  | CM22VH3RS | CM22 2HP 60HZ 3PH ODP 1085RPM | 4847 | 48 | 59 | 49 | 530 | 812961015081 | CRATE | 1 | Quickship | N/A | US
|  |  |  | CM22VH3US | CM22 2HP 60HZ 3PH ODP 1085RPM | 4847 | 48 | 59 | 49 | 530 | 812961014299 | CRATE | 1 | Quickship | N/A | US
|  |  |  | CM22WH3RS | CM22 3HP 60HZ 3PH ODP 1250RPM | 5248 | 48 | 59 | 49 | 530 | 812961015098 | CRATE | 1 | Quickship | N/A | US
|  |  |  | CM22WH3US | CM22 3HP 60HZ 3PH ODP 1250RPM | 5248 | 48 | 59 | 49 | 530 | 812961014305 | CRATE | 1 | Quickship | N/A | US
|  |  |  | CM22XH3RS | CM22 5HP 60HZ 3PH ODP 1475RPM | 5538 | 48 | 59 | 49 | 530 | 812961015104 | CRATE | 1 | Quickship | N/A | US
|  |  |  | CM22XH3US | CM22 5HP 60HZ 3PH ODP 1475RPM | 5538 | 48 | 59 | 49 | 530 | 812961014312 | CRATE | 1 | Quickship | N/A | US
|  |  |  | CM22YH3RS | CM22 7-1/2HP 60HZ 3PH ODP 1685RPM | 6310 | 48 | 59 | 49 | 530 | 812961015111 | CRATE | 1 | Quickship | N/A | US
|  |  |  | CM22YH3US | CM22 7-1/2HP 60HZ 3PH ODP 1685RPM | 6310 | 48 | 59 | 49 | 530 | 812961014329 | CRATE | 1 | Quickship | N/A | US
|  |  |  | CM24QH3RS | CM24 1/2HP 60HZ 3PH ODP 555RPM | 5142 | 51 | 50 | 65 | 565 | 812961015128 | CRATE | 1 | Quickship | N/A | US
|  |  |  | CM24QH3US | CM24 1/2HP 60HZ 3PH ODP 555RPM | 5142 | 51 | 50 | 65 | 565 | 812961014336 | CRATE | 1 | Quickship | N/A | US
|  |  |  | CM24RH3RS | CM24 3/4HP 60HZ 3PH ODP 640RPM | 5188 | 51 | 50 | 65 | 565 | 812961015135 | CRATE | 1 | Quickship | N/A | US
|  |  |  | CM24RH3US | CM24 3/4HP 60HZ 3PH ODP 640RPM | 5188 | 51 | 50 | 65 | 565 | 812961014343 | CRATE | 1 | Quickship | N/A | US
|  |  |  | CM24SH1RS | CM24 1HP 60HZ 1PH ODP 700RPM | 5182 | 51 | 50 | 65 | 565 | 812961014800 | CRATE | 1 | Quickship | N/A | US
|  |  |  | CM24SH1US | CM24 1HP 60HZ 1PH ODP 700RPM | 5182 | 51 | 50 | 65 | 565 | 812961014015 | CRATE | 1 | Quickship | N/A | US
|  |  |  | CM24SH3RS | CM24 1HP 60HZ 3PH ODP 700RPM | 5182 | 51 | 50 | 65 | 565 | 812961015142 | CRATE | 1 | Quickship | N/A | US
|  |  |  | CM24SH3US | CM24 1HP 60HZ 3PH ODP 700RPM | 5182 | 51 | 50 | 65 | 565 | 812961014350 | CRATE | 1 | Quickship | N/A | US
|  |  |  | CM24TH1RS | CM24 1-1/2HP 60HZ 1PH ODP 805RPM | 5278 | 51 | 50 | 65 | 565 | 812961014817 | CRATE | 1 | Quickship | N/A | US
|  |  |  | CM24TH1US | CM24 1-1/2HP 60HZ 1PH ODP 805RPM | 5278 | 51 | 50 | 65 | 565 | 812961014022 | CRATE | 1 | Quickship | N/A | CA
|  |  |  | CM24TH3RS | CM24 1-1/2HP 60HZ 3PH ODP 805RPM | 5278 | 51 | 50 | 65 | 565 | 812961015159 | CRATE | 1 | Quickship | N/A | US
|  |  |  | CM24TH3US | CM24 1-1/2HP 60HZ 3PH ODP 805RPM | 5278 | 51 | 50 | 65 | 565 | 812961014367 | CRATE | 1 | Quickship | N/A | US
|  |  |  | CM24VH1RS | CM24 2HP 60HZ 1PH ODP 880RPM | 5421 | 51 | 50 | 65 | 565 | 812961014824 | CRATE | 1 | Quickship | N/A | US
|  |  |  | CM24VH1US | CM24 2HP 60HZ 1PH ODP 880RPM | 5421 | 51 | 50 | 65 | 565 | 812961014039 | CRATE | 1 | Quickship | N/A | US
|  |  |  | CM24VH3RS | CM24 2HP 60HZ 3PH ODP 880RPM | 5421 | 51 | 50 | 65 | 565 | 812961015166 | CRATE | 1 | Quickship | N/A | US
|  |  |  | CM24VH3US | CM24 2HP 60HZ 3PH ODP 880RPM | 5421 | 51 | 50 | 65 | 565 | 812961014374 | CRATE | 1 | Quickship | N/A | US
|  |  |  | CM24WH3RS | BLD CM24 3HP 60HZ 3PH ODP 1020RPM | 5722 | 51 | 50 | 65 | 565 | 812961015173 | CRATE | 1 | Quickship | N/A | US
|  |  |  | CM24WH3US | CM24 3HP 60HZ 3PH ODP 1020RPM | 5722 | 51 | 50 | 65 | 565 | 812961014381 | CRATE | 1 | Quickship | N/A | US
|  |  |  | CM24XH3RS | CM24 5HP 60HZ 3PH ODP 1205RPM | 6088 | 51 | 50 | 65 | 565 | 812961015180 | CRATE | 1 | Quickship | N/A | US
|  |  |  | CM24XH3US | CM24 5HP 60HZ 3PH ODP 1205RPM | 6088 | 51 | 50 | 65 | 565 | 812961014398 | CRATE | 1 | Quickship | N/A | US
|  |  |  | CM24YH3RS | CM24 7-1/2HP 60HZ 3PH ODP 1385RPM | 6787 | 51 | 50 | 65 | 565 | 812961015197 | CRATE | 1 | Quickship | N/A | CA
|  |  |  | CM24YH3US | CM24 7-1/2HP 60HZ 3PH ODP 1385RPM | 6787 | 51 | 50 | 65 | 565 | 812961014404 | CRATE | 1 | Quickship | N/A | CA
|  |  |  | CM24ZH3RS | CM24 10HP 60HZ 3PH ODP 1520RPM | 7000 | 51 | 50 | 65 | 565 | 812961015203 | CRATE | 1 | Quickship | N/A | ES
|  |  |  | CM24ZH3US | CM24 10HP 60HZ 3PH ODP 1520RPM | 7000 | 51 | 50 | 65 | 565 | 812961014411 | CRATE | 1 | Quickship | N/A | US
|  |  |  | CM27QH3RS | CM27 1/2HP 60HZ 3PH ODP 470RPM | 5695 | 55 | 50 | 70 | 680 | 812961015210 | CRATE | 1 | Quickship | N/A | US
|  |  |  | CM27QH3US | CM27 1/2HP 60HZ 3PH ODP 470RPM | 5695 | 55 | 50 | 70 | 680 | 812961014428 | CRATE | 1 | Quickship | N/A | US
|  |  |  | CM27RH3RS | CM27 3/4HP 60HZ 3PH ODP 530RPM | 5667 | 55 | 50 | 70 | 680 | 812961015227 | CRATE | 1 | Quickship | N/A | US
|  |  |  | CM27RH3US | CM27 3/4HP 60HZ 3PH ODP 530RPM | 5667 | 55 | 50 | 70 | 680 | 812961014435 | CRATE | 1 | Quickship | N/A | US
|  |  |  | CM27SH1RS | CM27 1HP 60HZ 1PH ODP 590RPM | 5638 | 55 | 50 | 70 | 680 | 812961014855 | CRATE | 1 | Quickship | N/A | US
|  |  |  | CM27SH1US | CM27 1HP 60HZ 1PH ODP 590RPM | 5638 | 55 | 50 | 70 | 680 | 812961014060 | CRATE | 1 | Quickship | N/A | US
|  |  |  | CM27SH3RS | CM27 1HP 60HZ 3PH ODP 590RPM | 5638 | 55 | 50 | 70 | 680 | 812961015234 | CRATE | 1 | Quickship | N/A | US
|  |  |  | CM27SH3US | CM27 1HP 60HZ 3PH ODP 590RPM | 5638 | 55 | 50 | 70 | 680 | 812961014442 | CRATE | 1 | Quickship | N/A | US
|  |  |  | CM27TH1RS | CM27 1-1/2HP 60HZ 1PH ODP 675RPM | 5748 | 55 | 50 | 70 | 680 | 812961014862 | CRATE | 1 | Quickship | N/A | US
|  |  |  | CM27TH1US | CM27 1-1/2HP 60HZ 1PH ODP 675RPM | 5748 | 55 | 50 | 70 | 680 | 812961014077 | CRATE | 1 | Quickship | N/A | US
|  |  |  | CM27TH3RS | CM27 1-1/2HP 60HZ 3PH ODP 675RPM | 5748 | 55 | 50 | 70 | 680 | 812961015241 | CRATE | 1 | Quickship | N/A | US
|  |  |  | CM27TH3US | CM27 1-1/2HP 60HZ 3PH ODP 675RPM | 5748 | 55 | 50 | 70 | 680 | 812961014459 | CRATE | 1 | Quickship | N/A | US
|  |  |  | CM27VH1RS | CM27 2HP 60HZ 1PH ODP 745RPM | 5881 | 55 | 50 | 70 | 680 | 812961014879 | CRATE | 1 | Quickship | N/A | CA
|  |  |  | CM27VH1US | CM27 2HP 60HZ 1PH ODP 745RPM | 5881 | 55 | 50 | 70 | 680 | 812961014084 | CRATE | 1 | Quickship | N/A | MX
|  |  |  | CM27VH3RS | CM27 2HP 60HZ 3PH ODP 745RPM | 5881 | 55 | 50 | 70 | 680 | 812961015258 | CRATE | 1 | Quickship | N/A | MX
|  |  |  | CM27VH3US | CM27 2HP 60HZ 3PH ODP 745RPM | 5881 | 55 | 50 | 70 | 680 | 812961014466 | CRATE | 1 | Quickship | N/A | MX
|  |  |  | CM27WH3RS | CM27 3HP 60HZ 3PH ODP 850RPM | 6181 | 55 | 50 | 70 | 680 | 812961015265 | CRATE | 1 | Quickship | N/A | MX
|  |  |  | CM27WH3US | CM27 3HP 60HZ 3PH ODP 850RPM | 6181 | 55 | 50 | 70 | 680 | 812961014473 | CRATE | 1 | Quickship | N/A | MX
|  |  |  | CM27XH3RS | CM27 5HP 60HZ 3PH ODP 1010RPM | 6430 | 55 | 50 | 70 | 680 | 812961015272 | CRATE | 1 | Quickship | N/A | MX
|  |  |  | CM27XH3US | CM27 5HP 60HZ 3PH ODP 1010RPM | 6430 | 55 | 50 | 70 | 680 | 812961014480 | CRATE | 1 | Quickship | N/A | MX
|  |  |  | CM27YH3RS | CM27 7-1/2HP 60HZ 3PH ODP 1160RPM | 7122 | 55 | 50 | 70 | 680 | 812961015289 | CRATE | 1 | Quickship | N/A | MX
|  |  |  | CM27YH3US | CM27 7-1/2HP 60HZ 3PH ODP 1160RPM | 7122 | 55 | 50 | 70 | 680 | 812961014497 | CRATE | 1 | Quickship | N/A | MX
|  |  |  | CM27ZH3RS | CM27 10HP 60HZ 3PH ODP 1270RPM | 7500 | 55 | 50 | 70 | 680 | 812961015296 | CRATE | 1 | Quickship | N/A | MX
|  |  |  | CM27ZH3US | CM27 10HP 60HZ 3PH ODP 1270RPM | 7500 | 55 | 50 | 70 | 680 | 812961014503 | CRATE | 1 | Quickship | N/A | MX
|  |  |  | CM30RH3RS | CM30 3/4HP 60HZ 3PH ODP 435RPM | 7325 | 67 | 67 | 81 | 1250 | 812961015302 | CRATE | 1 | Quickship | N/A | MX
|  |  |  | CM30RH3US | CM30 3/4HP 60HZ 3PH ODP 435RPM | 7325 | 67 | 67 | 81 | 1250 | 812961014510 | CRATE | 1 | Quickship | N/A | MX
|  |  |  | CM30SH3RS | CM30 1HP 60HZ 3PH ODP 485RPM | 6809 | 67 | 67 | 81 | 1250 | 812961015319 | CRATE | 1 | Quickship | N/A | MX
|  |  |  | CM30SH3US | CM30 1HP 60HZ 3PH ODP 485RPM | 6809 | 67 | 67 | 81 | 1250 | 812961014527 | CRATE | 1 | Quickship | N/A | MX
|  |  |  | CM30TH1RS | CM30 1-1/2HP 60HZ 1PH ODP 550RPM | 6818 | 67 | 67 | 81 | 1250 | 812961014909 | CRATE | 1 | Quickship | N/A | MX
|  |  |  | CM30TH1US | CM30 1-1/2HP 60HZ 1PH ODP 550RPM | 6818 | 67 | 67 | 81 | 1250 | 812961014114 | CRATE | 1 | Quickship | N/A | MX
|  |  |  | CM30TH3RS | CM30 1-1/2HP 60HZ 3PH ODP 550RPM | 6818 | 67 | 67 | 81 | 1250 | 812961015326 | CRATE | 1 | Quickship | N/A | MX
|  |  |  | CM30TH3US | CM30 1-1/2HP 60HZ 3PH ODP 550RPM | 6818 | 67 | 67 | 81 | 1250 | 812961014534 | CRATE | 1 | Quickship | N/A | MX
|  |  |  | CM30VH1RS | CM30 2HP 60HZ 1PH ODP 605RPM | 6890 | 67 | 67 | 81 | 1250 | 812961014916 | CRATE | 1 | Quickship | N/A | MX
|  |  |  | CM30VH1US | CM30 2HP 60HZ 1PH ODP 605RPM | 6890 | 67 | 67 | 81 | 1250 | 812961014121 | CRATE | 1 | Quickship | N/A | MX
|  |  |  | CM30VH3RS | CM30 2HP 60HZ 3PH ODP 605RPM | 6890 | 67 | 67 | 81 | 1250 | 812961015333 | CRATE | 1 | Quickship | N/A | MX
|  |  |  | CM30VH3US | CM30 2HP 60HZ 3PH ODP 605RPM | 6890 | 67 | 67 | 81 | 1250 | 812961014541 | CRATE | 1 | Quickship | N/A | MX
|  |  |  | CM30WH3RS | CM30 3HP 60HZ 3PH ODP 695RPM | 7500 | 69 | 69 | 81 | 1250 | 812961015340 | CRATE | 1 | Quickship | N/A | MX
|  |  |  | CM30WH3US | CM30 3HP 60HZ 3PH ODP 695RPM | 7500 | 67 | 67 | 81 | 1250 | 812961014558 | CRATE | 1 | Quickship | N/A | MX
|  |  |  | CM30XH3RS | CM30 5HP 60HZ 3PH ODP 820RPM | 7711 | 67 | 67 | 81 | 1250 | 812961015357 | CRATE | 1 | Quickship | N/A | MX
|  |  |  | CM30XH3US | CM30 5HP 60HZ 3PH ODP 820RPM | 7711 | 67 | 67 | 81 | 1250 | 812961014565 | CRATE | 1 | Quickship | N/A | MX
|  |  |  | CM30YH3RS | CM30 7-1/2HP 60HZ 3PH ODP 940RPM | 8133 | 67 | 67 | 81 | 1250 | 812961015364 | CRATE | 1 | Quickship | N/A | MX
|  |  |  | CM30YH3US | CM30 7-1/2HP 60HZ 3PH ODP 940RPM | 8133 | 67 | 67 | 81 | 1250 | 812961014572 | CRATE | 1 | Quickship | N/A | MX
|  |  |  | CM30ZH3RS | CM30 10HP 60HZ 3PH ODP 1030RPM | 8000 | 67 | 67 | 81 | 1250 | 812961015371 | CRATE | 1 | Quickship | N/A | MX
|  |  |  | CM30ZH3US | CM30 10HP 60HZ 3PH ODP 1030RPM | 8000 | 67 | 67 | 81 | 1250 | 812961014589 | CRATE | 1 | Quickship | N/A | MX
|  |  |  | CM36SH3RS | CM36 1HP 60HZ 3PH ODP 400RPM | 10518 | 74 | 74 | 84 | 1600 | 812961015388 | CRATE | 1 | Quickship | N/A | MX
|  |  |  | CM36SH3US | CM36 1HP 60HZ 3PH ODP 400RPM | 10518 | 74 | 74 | 84 | 1600 | 812961014596 | CRATE | 1 | Quickship | N/A | MX
|  |  |  | CM36TH3RS | CM36 1-1/2HP 60HZ 3PH ODP 460RPM | 10101 | 74 | 74 | 84 | 1600 | 812961015395 | CRATE | 1 | Quickship | N/A | MX
|  |  |  | CM36TH3US | CM36 1-1/2HP 60HZ 3PH ODP 460RPM | 10101 | 74 | 74 | 84 | 1600 | 812961014602 | CRATE | 1 | Quickship | N/A | MX
|  |  |  | CM36VH1RS | CM36 2HP 60HZ 1PH ODP 500RPM | 10570 | 74 | 74 | 84 | 1600 | 812961014947 | CRATE | 1 | Quickship | N/A | MX
|  |  |  | CM36VH1US | CM36 2HP 60HZ 1PH ODP 500RPM | 10570 | 74 | 74 | 84 | 1600 | 812961014152 | CRATE | 1 | Quickship | N/A | MX
|  |  |  | CM36VH3RS | CM36 2HP 60HZ 3PH ODP 500RPM | 10570 | 74 | 74 | 84 | 1600 | 812961015401 | CRATE | 1 | Quickship | N/A | MX
|  |  |  | CM36VH3US | CM36 2HP 60HZ 3PH ODP 500RPM | 10570 | 74 | 74 | 84 | 1600 | 812961014619 | CRATE | 1 | Quickship | N/A | MX
|  |  |  | CM36WH3RS | CM36 3HP 60HZ 3PH ODP 575RPM | 11100 | 74 | 74 | 84 | 1600 | 812961015418 | CRATE | 1 | Quickship | N/A | MX
|  |  |  | CM36WH3US | CM36 3HP 60HZ 3PH ODP 575RPM | 11100 | 74 | 74 | 84 | 1600 | 812961014626 | CRATE | 1 | Quickship | N/A | MX
|  |  |  | CM36XH3RS | CM36 5HP 60HZ 3PH ODP 680RPM | 10745 | 74 | 74 | 84 | 1600 | 812961015425 | CRATE | 1 | Quickship | N/A | MX
|  |  |  | CM36XH3US | CM36 5HP 60HZ 3PH ODP 680RPM | 10745 | 74 | 74 | 84 | 1600 | 812961014633 | CRATE | 1 | Quickship | N/A | MX
|  |  |  | CM36YH3RS | CM36 7-1/2HP 60HZ 3PH ODP 785RPM | 11567 | 74 | 74 | 84 | 1600 | 812961015432 | CRATE | 1 | Quickship | N/A | MX
|  |  |  | CM36YH3US | CM36 7-1/2HP 60HZ 3PH ODP 785RPM | 11567 | 74 | 74 | 84 | 1600 | 812961014640 | CRATE | 1 | Quickship | N/A | MX
|  |  |  | CM36ZH3RS | CM36 10HP 60HZ 3PH ODP 860RPM | 12000 | 74 | 74 | 84 | 1600 | 812961015449 | CRATE | 1 | Quickship | N/A | MX
|  |  |  | CM36ZH3US | CM36 10HP 60HZ 3PH ODP 860RPM | 12000 | 74 | 74 | 84 | 1600 | 812961014657 | CRATE | 1 | Quickship | N/A | MX
|  |  |  | CS-325 | HIGH CURRENT SWITCH | 96 | 5 | 5 | 5 | 1 | 812482010244 | BOX | 864 | Quickship | 1750 | MX
|  |  |  | CWD07HH1AS | CWD07 1/25HP 1PH 1550RPM 115V ODP | 916 | 18 | 18 | 16 | 12 | 812482019940 | BOX | 16 | Quickship | N/A | MX
|  |  |  | CWD09MH1AS | CWD09 1/4HP 1PH 1625RPM 115V ODP | 1286 | 30 | 30 | 36 | 100 | 812482019971 | CRATE | 1 | Quickship | N/A | MX
|  |  |  | CWD09MH1CS | BLD CWD09 1/4HP 1PH 1625RPM 230V ODP | 1321 | 31 | 31 | 20 | 65 | 812961010024 | CRATE | 1 | Quickship | N/A | MX
|  |  |  | CWD09MM1AS | CWD09 1/4HP 1PH 1075RPM 115V ODP | 1361 | 30 | 30 | 24 | 80 | 812482019964 | CRATE | 1 | Quickship | N/A | MX
|  |  |  | CWD09MM1CS | BLD CWD09 1/4HP 1PH 1075RPM 230V ODP | 1401 | 31 | 31 | 20 | 65 | 812961010017 | CRATE | 1 | Quickship | N/A | MX
|  |  |  | CWD10PH1AS | CWD10 1/3HP 1PH 1625RPM 115V ODP | 1380 | 30 | 30 | 31 | 70 | 812482019988 | CRATE | 1 | Quickship | N/A | MX
|  |  |  | CWD10PH1CS | BLD CWD10 1/3HP 1PH 1625RPM 230V ODP | 1419 | 31 | 31 | 25 | 70 | 812961010031 | CRATE | 1 | Quickship | N/A | MX
|  |  |  | CWD12MM1AS | CWD12 1/4HP 1PH 1075RPM 115V ODP | 1556 | 36 | 36 | 31 | 105 | 812482019995 | CRATE | 1 | Quickship | N/A | MX
|  |  |  | CWD12MM1CS | BLD CWD12 1/4HP 1PH 1075RPM 230V ODP | 1706 | 36 | 36 | 25 | 105 | 812961010048 | CRATE | 1 | Quickship | N/A | MX
|  |  |  | CWD14QM1AS | CWD14 1/2HP 1PH 1140RPM 115V ODP | 2070 | 42 | 42 | 32 | 120 | 812961010000 | CRATE | 1 | Quickship | N/A | MX
|  |  |  | CWD14QM1CS | BLD CWD14 1/2HP 1PH 1140RPM 230V ODP | 2124 | 41 | 41 | 30 | 150 | 812961010055 | CRATE | 1 | Quickship | N/A | MX
|  |  |  | DBF-100XC | FAB PV-100X AND CURRENT SENSOR KIT | 372 | 14 | 14 | 9 | 9.45 | 812482010213 | BOX | 36 | Quickship | 1750 | MX
|  |  |  | DC-4 | 4IN DUCT CONNECTOR | 14 | 5 | 5 | 5 | 1 | 817418012170 | BOX | 864 | Residential | 1750 | MX
|  |  |  | DC-6 | 6IN DUCT CONNECTOR | 13 | 8 | 8 | 8 | 1 | 817418012187 | BOX | 210 | Residential | 1750 | MX
|  |  |  | DFL18 | 18" X 18" HD ALUM DRAINABLE FIXED BLADE LOUV | 393 | 22 | 22 | 6 | 10 | 817418013993 | BOX | 44 | Commercial | N/A | MX
|  |  |  | DFL18-F | 18" X 18" HD ALUM FLANGED FIXED BLADE LOUV | 462 | 22 | 22 | 6 | 11 | 810002292941 | BOX | 44 | Commercial | N/A | MX
|  |  |  | DFL24 | 24" X 24" HD ALUM DRAINABLE FIXED BLADE LOUV | 497 | 28 | 28 | 6 | 12 | 817418014006 | BOX | 27 | Commercial | N/A | MX
|  |  |  | DFL24-F | 24" X 24" HD ALUM FLANGED FIXED BLADE LOUV | 568 | 28 | 28 | 6 | 13 | 810002292958 | BOX | 27 | Commercial | N/A | MX
|  |  |  | DFL30 | 30" X 30" HD ALUM DRAINABLE FIXED BLADE LOUV | 661 | 36 | 36 | 6 | 16 | 817418014013 | BOX | 16 | Commercial | N/A | MX
|  |  |  | DFL30-F | 30" X 30" HD ALUM FLANGED FIXED BLADE LOUV | 741 | 36 | 36 | 6 | 18 | 810002292965 | BOX | 16 | Commercial | N/A | MX
|  |  |  | DFL36 | 36" X 36" HD ALUM DRAINABLE FIXED BLADE LOUV | 826 | 42 | 42 | 8 | 18 | 817418014020 | BOX | 9 | Commercial | N/A | MX
|  |  |  | DFL36-F | 36" X 36" HD ALUM FLANGED FIXED BLADE LOUV | 927 | 42 | 42 | 8 | 20 | 810002292972 | PLT | 9 | Commercial | N/A | MX
|  |  |  | DFL48 | 48" X 48" HD ALUM DRAINABLE FIXED BLADE LOUV | 1265 | 50 | 48 | 7 | 50 | 817418014037 | BOX | 7 | Commercial | N/A | MX
|  |  |  | DFL48-F | 48" X 48" HD ALUM FLANGED FIXED BLADE LOUV | 1380 | 50 | 48 | 7 | 55 | 810002292989 | BOX | 7 | Commercial | N/A | MX
|  |  |  | DH6-120V | 6" DUCT HEATER, 120V | 777 | 12 | 12 | 9 | 9 | 817418019568 | BOX | 90 | Quickship | 1750 | MX
|  |  |  | EAS12 | 12" X 12" ALUM WALL EX. DPR S/P F/FLG | 108 | 16 | 17 | 3 | 10 | 812482017939 | BOX | 160 | Commercial | N/A | MX
|  |  |  | EAS1232MTR | MODEL EAS 120/240 VOLT MTR KIT 12"-32" | 284 | 9 | 6 | 6 | 15 | 812482017250 | BOX | 402 | Commercial | N/A | MX
|  |  |  | EAS12-RF | 12" X 12" ALUM WALL EX. DPR S/P R/FLG | 108 | 16 | 17 | 3 | 8 | 817418013733 | BOX | 160 | Commercial | N/A | MX
|  |  |  | EAS16 | 16" X 16" ALUM WALL EX. DPR S/P F/FLG | 130 | 20 | 21 | 3 | 9 | 812482017946 | BOX | 103 | Commercial | N/A | MX
|  |  |  | EAS16-RF | 16" X 16" ALUM WALL EX. DPR S/P R/FLG | 140 | 20 | 21 | 3 | 10 | 817418013740 | BOX | 103 | Commercial | N/A | MX
|  |  |  | EAS20 | 20" X 20" ALUM WALL EX. DPR S/P F/FLG | 192 | 24 | 25 | 3 | 10 | 812482017175 | BOX | 72 | Commercial | N/A | MX
|  |  |  | EAS20-RF | 20" X 20" ALUM WALL EX. DPR S/P R/FLG | 162 | 24 | 24 | 3 | 7 | 817418013757 | BOX | 75 | Commercial | N/A | MX
|  |  |  | EAS24-RF | 24" X 24" ALUM WALL EX. DPR S/P R/FLG | 199 | 28 | 29 | 3 | 12 | 817418013764 | BOX | 53 | Commercial | N/A | MX
|  |  |  | EAS26 | 26" X 26" ALUM WALL EX. DPR S/P F/FLG | 215 | 30 | 31 | 3 | 12 | 812482017182 | BOX | 46 | Commercial | N/A | MX
|  |  |  | EAS30-RF | 30" X 30" ALUM WALL EX. DPR S/P R/FLG | 230 | 34 | 35 | 3 | 16 | 817418013771 | BOX | 36 | Commercial | N/A | MX
|  |  |  | EAS32 | 32" X 32" ALUM WALL EX. DPR S/P F/FLG | 260 | 36 | 37 | 3 | 17 | 812482017199 | BOX | 32 | Commercial | N/A | MX
|  |  |  | EAS36-RF | 36" X 36" ALUM WALL EX. DPR S/P R/FLG | 309 | 40 | 41 | 4 | 19 | 817418013788 | BOX | 19 | Commercial | N/A | MX
|  |  |  | EAS38 | 38" X 38" ALUM WALL EX. DPR D/P F/FLG | 354 | 42 | 43 | 4 | 18 | 812482017205 | BOX | 18 | Commercial | N/A | MX
|  |  |  | EAS3850MTR | MODEL EAS 120/240 VOLT MTR KIT 38"-50" | 374 | 17 | 18 | 5 | 12 | 812482017267 | BOX | 85 | Commercial | N/A | MX
|  |  |  | EAS42-RF | 42" X 42" ALUM WALL EX. DPR D/P R/FLG | 452 | 46 | 47 | 4 | 20 | 817418013795 | BOX | 15 | Commercial | N/A | MX
|  |  |  | EAS44 | 44" X 44" ALUM WALL EX. DPR D/P F/FLG | 490 | 48 | 49 | 4 | 22 | 812482017212 | BOX | 13 | Commercial | N/A | MX
|  |  |  | EAS50 | 50" X 50" ALUM WALL EX. DPR D/P F/FLG | 563 | 54 | 55 | 4 | 26 | 812482017229 | BOX | 10 | Commercial | N/A | MX
|  |  |  | EASB36 | 36" X 36" BLACK PVC WALL SHUTTER | 288 | 40 | 40 | 4 | 20 | 817418016888 | BOX | 20 | Commercial | N/A | MX
|  |  |  | EASB39 | 39" X 39" BLACK PVC WALL SHUTTER | 333 | 43 | 43 | 4 | 29 | 817418016895 | BOX | 17 | Commercial | N/A | MX
|  |  |  | EASB51 | 51" X 51" BLACK PVC WALL SHUTTER | 512 | 55 | 55 | 4 | 40 | 817418016901 | BOX | 10 | Commercial | N/A | MX
|  |  |  | EASB54 | 54" X 54" BLACK PVC WALL SHUTTER | 542 | 58 | 58 | 4 | 45 | 817418016918 | BOX | 9 | Commercial | N/A | MX
|  |  |  | EAS-HDGS12 | 12" X 12" ALUM WALL SHUTTER HI VELOCITY | 158 | 16 | 16 | 4 | 10 | 817418016925 | BOX | 127 | Commercial | N/A | MX
|  |  |  | EAS-HDGS16 | 16" X 16" ALUM WALL SHUTTER HI VELOCITY | 209 | 20 | 2 | 4 | 14 | 817418016932 | BOX | 816 | Commercial | N/A | MX
|  |  |  | EAS-HDGS20 | 20" X 20" ALUM WALL SHUTTER HI VELOCITY | 257 | 24 | 24 | 4 | 14 | 817418016949 | BOX | 56 | Commercial | N/A | MX
|  |  |  | EAS-HDGS24 | 24" X 24" ALUM WALL SHUTTER HI VELOCITY | 312 | 28 | 28 | 4 | 16 | 817418016956 | BOX | 22 | Commercial | N/A | MX
|  |  |  | EAS-HDGS30 | 30" X 30" ALUM WALL SHUTTER HI VELOCITY | 378 | 34 | 34 | 4 | 16 | 810002292934 | PLT | 22 | Commercial | N/A | MX
|  |  |  | EAS-HDGS36 | 36" X 36" ALUM WALL SHUTTER HI VELOCITY | 497 | 40 | 40 | 4 | 20 | 817418016963 | BOX | 20 | Commercial | N/A | MX
|  |  |  | EAS-HDGS42 | 42" X 42" ALUM WALL SHUTTER HI VELOCITY | 762 | 46 | 46 | 4 | 25 | 817418016970 | BOX | 15 | Commercial | N/A | MX
|  |  |  | EAS-HDGS48 | 48" X 48" ALUM WALL SHUTTER HI VELOCITY | 898 | 52 | 52 | 4 | 28 | 817418016987 | BOX | 12 | Commercial | N/A | MX
|  |  |  | EASW36 | 36" X 36" WHITE PVC WALL SHUTTER | 288 | 40 | 40 | 4 | 20 | 817418016994 | BOX | 20 | Commercial | N/A
|  |  |  | EASW39 | 39" X 39" WHITE PVC WALL SHUTTER | 333 | 43 | 43 | 4 | 25 | 817418017007 | BOX | 17 | Commercial | N/A
|  |  |  | EASW51 | 51" X 51" WHITE PVC WALL SHUTTER | 512 | 54 | 54 | 4 | 40 | 817418017014 | BOX | 11 | Commercial | N/A
|  |  |  | EASW54 | 54" X 54" WHITE PVC WALL SHUTTER | 542 | 58 | 58 | 4 | 45 | 817418017021 | BOX | 9 | Commercial | N/A
|  |  |  | EPBT-60 | LTB60-1LZ ELECTRONIC PUSH BUTTON TIMER | 101 | 5 | 5 | 5 | 1 | 812482011869 | BOX | 864 | Residential | 1750 | MX
|  |  |  | ES24V | ENVIROSENSE VENTILATION CONTROL-24V | 111 | 8 | 4 | 2 | 0.63 | 817418019711 | BOX | 620 | Quickship | 1750 | MX
|  |  |  | FA10-G | 10" GALVANIZED ROUND WALL CAP-TRC500 | 97 | 13 | 13 | 13 | 4 | 817418019285 | BOX | 36 | Residential | N/A | MX
|  |  |  | FA10-P | 10" PAINTABLE ROUND WALL CAP-TRC500 | 97 | 13 | 13 | 13 | 4 | 817418019292 | BOX | 36 | Residential | N/A | MX
|  |  |  | FA12-G | 12" GALVANIZED WALL CAP-TRC800 | 104 | 14 | 14 | 14 | 5 | 817418019308 | BOX | 24 | Residential | N/A | MX
|  |  |  | FA12-P | 12" PAINTABLE ROUND WALL CAP-TRC800 | 104 | 14 | 14 | 14 | 5 | 817418019315 | BOX | 24 | Residential | N/A | MX
|  |  |  | FA8-G | 8" GALVANIZED METAL WALL CAP | 85 | 12 | 12 | 12 | 3 | 817418019322 | BOX | 60 | Quickship | N/A | MX
|  |  |  | FA8-P | 8" PAINTABLE METAL WALL CAP | 85 | 12 | 12 | 12 | 3 | 817418019339 | BOX | 60 | Quickship | N/A | MX
|  |  |  | FB4 | FILTER BOX ASSY- 4" MERV 8 | 94 | 10 | 12 | 9 | 3.52 | 817418019483 | BOX | 112 | Quickship | 1750 | MX
|  |  |  | FB5 | FILTER BOX ASSY- 5" MERV 8 | 94 | 10 | 12 | 9 | 3.53 | 817418019490 | BOX | 112 | Quickship | 1750 | MX
|  |  |  | FB6 | FILTER BOX ASSY- 6" MERV 8 | 94 | 10 | 13 | 9 | 3.68 | 817418019506 | BOX | 84 | Quickship | 1750 | MX
|  |  |  | FGS12 | 12" X 12" FIBERGLASS WALL SHUTTER | 204 | 16 | 16 | 4 | 10 | 817418017038 | BOX | 127 | Commercial | N/A | MX
|  |  |  | FGS16 | 16" X 16" FIBERGLASS WALL SHUTTER | 259 | 20 | 20 | 4 | 14 | 817418017045 | BOX | 81 | Commercial | N/A | MX
|  |  |  | FGS20 | 20" X 20" FIBERGLASS WALL SHUTTER | 305 | 24 | 24 | 4 | 14 | 817418017052 | BOX | 56 | Commercial | N/A | MX
|  |  |  | FGS24 | 24" X 24" FIBERGLASS WALL SHUTTER | 366 | 28 | 28 | 4 | 16 | 817418017069 | BOX | 41 | Commercial | N/A | MX
|  |  |  | FGS30 | 30" X 30" FIBERGLASS WALL SHUTTER | 428 | 34 | 34 | 4 | 20 | 817418017076 | BOX | 28 | Commercial | N/A | MX
|  |  |  | FGS36 | 36" X 36" FIBERGLASS WALL SHUTTER | 565 | 40 | 40 | 4 | 20 | 817418017083 | BOX | 20 | Commercial | N/A | MX
|  |  |  | FGS42 | 42" X 42" FIBERGLASS WALL SHUTTER | 846 | 46 | 46 | 4 | 25 | 817418017090 | BOX | 15 | Commercial | N/A | MX
|  |  |  | FGS48 | 48" X 48" FIBERGLASS WALL SHUTTER | 977 | 52 | 52 | 4 | 28 | 817418017106 | BOX | 12 | Commercial | N/A | MX
|  |  |  | FLTD-60 | T1517-120W FAN/LIGHT DELAY TIMER SWITCH | 283 | 5 | 5 | 6 | 1 | 812482011920 | BOX | 720 | Residential | 1750 | MX
|  |  |  | FT247 | PROGRAMMABLE FAN TIMER 24 HOUR/7DAY | 96 | 8 | 8 | 8 | 2 | 810002293122 | BOX | 320 | Quickship | 1750 | MX
|  |  |  | FT622 | ASHRAE 62.2 BATH FAN VENTILATION CONTROL | 186 | 8 | 8 | 8 | 2 | 817418014754 | BOX | 320 | Quickship | 1750 | MX
|  |  |  | G102 | WHITE ENAMELED METAL GRILLE (FFC2000) | 154 | 44 | 17 | 1 | 7 | 812961016538 | BOX | 120 | Quickship | N/A | MX
|  |  |  | GED10JH1AS | GED10 1/10HP 1550 RPM 115V ODP | 576 | 18 | 18 | 29 | 45 | 812482017755 | BOX | 8 | Quickship | N/A | MX
|  |  |  | GED12JH1AS | GED12 1/10HP 1550 RPM 115V ODP | 577 | 18 | 18 | 29 | 55 | 812482017762 | BOX | 8 | Quickship | N/A | MX
|  |  |  | GED12MH1AS | GED12 1/4HP 1625 RPM 115V ODP | 635 | 18 | 18 | 29 | 55 | 812482017779 | BOX | 8 | Quickship | N/A | MX
|  |  |  | GED14MH1AS | BLD GED14 1/4HP 1625 RPM 115V ODP | 669 | 18 | 18 | 29 | 65 | 812482017786 | BOX | 8 | Quickship | N/A | MX
|  |  |  | GED14QH1AS | GED14 1/2HP 1700 RPM 115V ODP | 766 | 18 | 18 | 29 | 65 | 812482017793 | BOX | 8 | Quickship | N/A | MX
|  |  |  | GED16MM1AS | GED16 1/4HP 1075 RPM 115V ODP | 725 | 24 | 24 | 31 | 70 | 812482017809 | BOX | 4 | Quickship | N/A | MX
|  |  |  | GED16PH1AS | GED16 1/3HP 1625 RPM 115V ODP | 856 | 21 | 21 | 29 | 70 | 812482017816 | BOX | 4 | Quickship | N/A | MX
|  |  |  | GED18MH1AS | GED18 1/4HP 1625 RPM 115V ODP | 799 | 31 | 31 | 31 | 90 | 812482017830 | CRATE | 1 | Quickship | N/A | MX
|  |  |  | GED18MM1AS | GED18 1/4HP 1075 RPM 115V ODP | 769 | 24 | 24 | 26 | 90 | 812482017823 | CRATE | 1 | Quickship | N/A | MX
|  |  |  | GED18QH1AS | GED18 1/2HP 1700 RPM 115V ODP | 900 | 31 | 31 | 36 | 95 | 812482017847 | CRATE | 1 | Quickship | N/A | MX
|  |  |  | GED20MM1AS | GED20 1/4HP 1075 RPM 115V ODP | 864 | 36 | 45 | 41 | 110 | 812482017854 | CRATE | 1 | Quickship | N/A | MX
|  |  |  | GED20QH1AS | GED20 1/2HP 1625 RPM 115V ODP | 912 | 36 | 45 | 41 | 115 | 812482017861 | CRATE | 1 | Quickship | N/A | MX
|  |  |  | GFL18 | 18X18 GALV FIXED BLADE LOUVER | 268 | 20 | 20 | 6 | 10 | 817418013948 | BOX | 54 | Commercial | N/A | MX
|  |  |  | GFL24 | 24X24 GALV FIXED BLADE LOUVER | 373 | 26 | 26 | 6 | 12 | 817418013955 | BOX | 32 | Commercial | N/A | MX
|  |  |  | GFL30 | 30X30 GALV FIXED BLADE LOUVER | 496 | 32 | 32 | 6 | 16 | 817418013962 | BOX | 21 | Commercial | N/A | MX
|  |  |  | GFL36 | 36X36 GALV FIXED BLADE LOUVER | 619 | 42 | 42 | 10 | 18 | 817418013979 | BOX | 7 | Commercial | N/A | MX
|  |  |  | GFL48 | 48X48GALV FIXED BLADE LOUVER | 952 | 50 | 50 | 10 | 28 | 817418013986 | BOX | 5 | Commercial | N/A | MX
|  |  |  | GMD12 | 12X12 HD GALV DAMPER W/MOTOR | 618 | 14 | 14 | 8 | 16 | 817418013818 | BOX | 83 | Commercial | N/A | MX
|  |  |  | GMD16 | 16X16 HD GALV DAMPER W/MOTOR | 627 | 20 | 20 | 12 | 18 | 817418013825 | BOX | 27 | Commercial | N/A | MX
|  |  |  | GMD20 | 20X20 HD GALV DAMPER W/MOTOR | 645 | 24 | 24 | 12 | 20 | 817418013832 | BOX | 18 | Commercial | N/A | MX
|  |  |  | GMD24 | 24X24 HD GALV DAMPER W/MOTOR | 669 | 28 | 28 | 12 | 22 | 817418013849 | BOX | 13 | Commercial | N/A | MX
|  |  |  | GMD30 | 30X30 HD GALV DAMPER W/MOTOR | 1044 | 34 | 34 | 12 | 25 | 817418013856 | BOX | 9 | Commercial | N/A | MX
|  |  |  | GMD36 | 36X36 HD GALV DAMPER W/MOTOR | 1195 | 40 | 40 | 12 | 28 | 817418013863 | BOX | 6 | Commercial | N/A | MX
|  |  |  | GMD42 | 42X42 HD GALV DAMPER W/MOTOR | 1393 | 46 | 46 | 12 | 32 | 817418013870 | BOX | 5 | Commercial | N/A | MX
|  |  |  | GMD48 | 48X48 HD GALV DAMPER W/MOTOR | 1473 | 52 | 52 | 12 | 38 | 817418013887 | BOX | 4 | Commercial | N/A | MX
|  |  |  | GRA-100 | 5416435500 4 IN EXT FIXED ALUM GRILL | 21 | 5 | 5 | 5 | 1 | 812482011135 | BOX | 864 | Quickship | 1750 | MX
|  |  |  | GRA-125 | 5416436300 5 IN EXT FIXED ALUM GRILL | 25 | 5 | 5 | 5 | 1 | 812482011142 | BOX | 864 | Quickship | 1750 | MX
|  |  |  | GRA-150 | 5416437100 6 IN EXT FIXED ALUM GRILL | 29 | 10 | 10 | 4 | 1 | 812482011159 | BOX | 240 | Quickship | 1750 | MX
|  |  |  | GRA-200 | 5416438900 8 IN EXT FIXED ALUM GRILL | 37 | 10 | 10 | 4 | 2 | 812482011166 | BOX | 240 | Quickship | 1750 | MX
|  |  |  | IL-115 | DRYER BOOSTER INTERLOCK 115V KIT | 616 | 10 | 10 | 4 | 2 | 817418018110 | BOX | 841 | Residential | 1750 | MX
|  |  |  | IL-230 | DRYER BOOSTER INTERLOCK 230V KIT | 616 | 10 | 10 | 4 | 2 | 817418018110 | BOX | 842 | Residential | 1750 | MX
|  |  |  | KIT-PV100X | FAB PV-100X, PG-100, KIT | 287 | 14 | 14 | 14 | 12 | 812482010152 | BOX | 24 | Quickship | 1750 | MX
|  |  |  | KIT-PV100X-DV | FAB PV100X, 2 PG-100, Y FIT, KIT | 338 | 14 | 14 | 14 | 14 | 812482010176 | BOX | 24 | Quickship | 1750 | MX
|  |  |  | KIT-PV150X | FAB PV-150, PG-150, KIT | 362 | 18 | 18 | 12 | 18 | 812482010169 | BOX | 20 | Quickship | 1750 | MX
|  |  |  | KIT-PV150X-DV | FAB PV-150, 2 PG-150, Y FIT, KIT | 425 | 20 | 20 | 16 | 20 | 812482010183 | BOX | 12 | Quickship | 1750 | MX
|  |  |  | KIT-PV200X-DV | FAB PV-200X, 2 BOR-200, Y FIT,KIT | 576 | 18 | 18 | 30 | 24 | 812482010190 | BOX | 8 | Quickship | 1750 | MX
|  |  |  | KIT-TD100 | 4IN TD KIT: TD-100, PG-100, PER-W100 | 197 | 13 | 10 | 7 | 3.68 | 812482010435 | BOX | 96 | Quickship | 1750 | MX
|  |  |  | KIT-TD100X1 | 4IN KIT: TD100X1, PG-100, PER-100W | 226 | 16 | 12 | 10 | 8 | 817418019513 | BOX | 54 | Quickship | 1750 | MX
|  |  |  | KIT-TD100X1F | TD100X1, VLF-100 | 331 | 18 | 18 | 12 | 13 | 817418019520 | BOX | 20 | Quickship | 1750 | MX
|  |  |  | KIT-TD100X1H | TD100X1, VLH-100 | 331 | 18 | 18 | 12 | 13 | 817418019537 | BOX | 20 | Quickship | 1750 | MX
|  |  |  | KIT-TD100X1L | TD100X1, VLED-100 | 373 | 18 | 18 | 12 | 12 | 817418019544 | BOX | 20 | Quickship | 1750 | MX
|  |  |  | KIT-TD150 | 6IN KIT: TD-150, PG-150, PER-150W | 330 | 17 | 17 | 9 | 7.86 | 812482010459 | BOX | 36 | Quickship | 1750 | MX
|  |  |  | KIT-TD150-DV | FAB TD-150 2 PG-150 SY FIT | 390 | 25 | 13 | 13 | 11.3 | 812482010466 | BOX | 24 | Quickship | 1750 | MX
|  |  |  | KIT-TD150F | TD150, (2) VLF-100, SY44-6 | 596 | 20 | 20 | 16 | 24 | 812482012002 | BOX | 12 | Quickship | 1750 | MX
|  |  |  | KIT-TD150H | TD150, (2) VLH-100, SY44-6 | 596 | 20 | 20 | 16 | 24 | 812482011999 | BOX | 12 | Quickship | 1750 | MX
|  |  |  | KIT-TD150L | TD150, (2) VLED-100, SY44-6 | 684 | 20 | 20 | 16 | 24 | 812482011982 | BOX | 12 | Quickship | 1750 | MX
|  |  |  | KSFV09MH1S | BLD KSFV09 1/4HP 1PH 851-1025 RPM ODP | 1481 | 52 | 32 | 36 | 455 | 817418019803 | CRATE | 1 | Quickship | N/A | MX
|  |  |  | KSFV09MH3S | BLD KSFV09 1/4HP 3PH 851-1025 RPM ODP | 1509 | 52 | 32 | 36 | 455 | 817418019810 | CRATE | 1 | Commercial | N/A | MX
|  |  |  | KSFV09ML1S | BLD KSFV09 1/4HP 1PH 450-600 RPM ODP | 1505 | 52 | 32 | 36 | 455 | 817418019827 | CRATE | 1 | Quickship | N/A | MX
|  |  |  | KSFV09ML3S | KSFV09 1/4HP 3PH 450-600 RPM ODP | 1535 | 52 | 32 | 36 | 455 | 817418019834 | CRATE | 1 | Commercial | N/A | MX
|  |  |  | KSFV09MM1S | BLD KSFV09 1/4HP 1PH 601-850 RPM ODP | 1478 | 52 | 32 | 36 | 152 | 817418019841 | CRATE | 1 | Quickship | N/A | MX
|  |  |  | KSFV09MM3S | BLD KSFV09 1/4HP 3PH 601-850 RPM ODP | 1508 | 52 | 32 | 36 | 455 | 817418019858 | CRATE | 1 | Commercial | N/A | MX
|  |  |  | KSFV09PH1S | BLD KSFV09 1/3HP 1PH 850-1025 RPM ODP | 1508 | 52 | 32 | 36 | 152 | 817418019865 | CRATE | 1 | Quickship | N/A | MX
|  |  |  | KSFV09PH3S | BLD KSFV09 1/3HP 3PH 850-1025 RPM ODP | 1542 | 52 | 32 | 36 | 455 | 817418019872 | CRATE | 1 | Commercial | N/A | MX
|  |  |  | KSFV09QH1S | BLD KSFV09 1/2HP 1PH 920-1275 RPM ODP | 1586 | 52 | 32 | 36 | 152 | 817418019889 | CRATE | 1 | Quickship | N/A | MX
|  |  |  | KSFV09QH3S | BLD KSFV09 1/2HP 3PH 920-1275 RPM ODP | 1544 | 52 | 32 | 36 | 455 | 817418019896 | CRATE | 1 | Quickship | N/A | MX
|  |  |  | KSFV09RH1S | KSFV09 3/4HP 1PH 1081-1450 RPM ODP | 1627 | 52 | 32 | 36 | 152 | 817418019759 | CRATE | 1 | Quickship | N/A | MX
|  |  |  | KSFV09RH3S | KSFV09 3/4HP 3PH 1081-1450 RPM ODP | 1549 | 52 | 32 | 36 | 152 | 817418019902 | CRATE | 1 | Quickship | N/A | MX
|  |  |  | KSFV09SH1S | BLD KSFV09 1HP 1PH 1254-1600 RPM ODP | 1659 | 52 | 32 | 36 | 152 | 817418019919 | CRATE | 1 | Quickship | N/A | MX
|  |  |  | KSFV09SH3S | BLD KSFV09 1HP 3PH 1254-1600 RPM ODP | 1557 | 52 | 32 | 36 | 455 | 817418019926 | CRATE | 1 | Quickship | N/A | MX
|  |  |  | KSFV10MH1S | BLD KSFV10 1/4HP 1PH 501-675 RPM ODP | 1653 | 62 | 42 | 46 | 217 | 817418019933 | CRATE | 1 | Quickship | N/A | MX
|  |  |  | KSFV10MH3S | BLD KSFV10 1/4HP 3PH 501-675 RPM ODP | 1707 | 62 | 42 | 46 | 455 | 817418019940 | CRATE | 1 | Commercial | N/A | MX
|  |  |  | KSFV10ML1S | BLD KSFV10 1/4HP 1PH 400-500 RPM ODP | 1665 | 62 | 32 | 46 | 217 | 817418019957 | CRATE | 1 | Quickship | N/A | MX
|  |  |  | KSFV10ML3S | BLD KSFV10 1/4HP 3PH 400-500 RPM ODP | 1719 | 62 | 42 | 46 | 455 | 817418019964 | CRATE | 1 | Commercial | N/A | MX
|  |  |  | KSFV10PH1S | BLD KSFV10 1/3HP 1PH 526-775 RPM ODP | 1668 | 62 | 42 | 46 | 217 | 817418019971 | CRATE | 1 | Quickship | N/A | MX
|  |  |  | KSFV10PH3S | BLD KSFV10 1/3HP 3PH 526-775 RPM ODP | 1726 | 62 | 42 | 46 | 455 | 817418019988 | CRATE | 1 | Commercial | N/A | MX
|  |  |  | KSFV10QH1S | KSFV10 1/2HP 1PH 751-875 RPM ODP | 1745 | 62 | 42 | 46 | 217 | 817418019995 | CRATE | 1 | Quickship | N/A | MX
|  |  |  | KSFV10QH3S | KSFV10 1/2HP 3PH 751-875 RPM ODP | 1728 | 62 | 42 | 46 | 217 | 810002290008 | CRATE | 1 | Quickship | N/A | MX
|  |  |  | KSFV10QL1S | BLD KSFV10 1/2HP 1PH 575-750 RPM ODP | 1754 | 62 | 42 | 46 | 217 | 810002290015 | CRATE | 1 | Quickship | N/A | MX
|  |  |  | KSFV10QL3S | BLD KSFV10 1/2HP 3PH 575-750 RPM ODP | 1738 | 62 | 42 | 46 | 455 | 810002290022 | CRATE | 1 | Quickship | N/A | MX
|  |  |  | KSFV10RH1S | BLD KSFV10 3/4HP 1PH 851-1000 RPM ODP | 1784 | 62 | 42 | 46 | 217 | 810002290039 | CRATE | 1 | Quickship | N/A | MX
|  |  |  | KSFV10RH3S | BLD KSFV10 3/4HP 3PH 851-1000 RPM ODP | 1740 | 62 | 42 | 46 | 217 | 810002290046 | CRATE | 1 | Quickship | N/A | MX
|  |  |  | KSFV10RL1S | BLD KSFV10 3/4HP 1PH 625-850 RPM ODP | 1794 | 62 | 42 | 46 | 217 | 810002290053 | CRATE | 1 | Quickship | N/A | MX
|  |  |  | KSFV10RL3S | BLD KSFV10 3/4HP 3PH 625-850 RPM ODP | 1749 | 62 | 42 | 46 | 217 | 810002290060 | CRATE | 1 | Quickship | N/A | MX
|  |  |  | KSFV10SH1S | BLD KSFV10 1HP 1PH 951-1100 RPM ODP | 1827 | 62 | 42 | 46 | 217 | 810002290077 | CRATE | 1 | Quickship | N/A | MX
|  |  |  | KSFV10SH3S | BLD KSFV10 1HP 3PH 951-1100 RPM ODP | 1759 | 62 | 42 | 46 | 217 | 810002290084 | CRATE | 1 | Quickship | N/A | MX
|  |  |  | KSFV10SL1S | BLD KSFV10 1HP 1PH 725-950 RPM ODP | 1827 | 62 | 42 | 46 | 217 | 817418019766 | CRATE | 1 | Quickship | N/A | MX
|  |  |  | KSFV10SL3S | BLD KSFV10 1HP 3PH 725-950 RPM ODP | 1759 | 62 | 42 | 46 | 217 | 810002290091 | CRATE | 1 | Quickship | N/A | MX
|  |  |  | KSFV10TH1S | BLD KSFV10 1-1/2HP 1PH 1176-1225 RPM ODP | 1947 | 62 | 42 | 46 | 217 | 810002290107 | CRATE | 1 | Quickship | N/A | MX
|  |  |  | KSFV10TH3S | BLD KSFV10 1-1/2HP 3PH 1176-1225 RPM ODP | 1778 | 62 | 42 | 46 | 455 | 810002290114 | CRATE | 1 | Quickship | N/A | MX
|  |  |  | KSFV10TL1S | KSFV10 1-1/2HP 1PH 800-970 RPM ODP | 1958 | 62 | 42 | 46 | 217 | 810002290121 | CRATE | 1 | Quickship | N/A | MX
|  |  |  | KSFV10TL3S | KSFV10 1-1/2HP 3PH 800-970 RPM ODP | 1792 | 62 | 42 | 46 | 455 | 810002290138 | CRATE | 1 | Quickship | N/A | MX
|  |  |  | KSFV10TM1S | BLD KSFV10 1-1/2HP 1PH 971-1175 RPM ODP | 1955 | 62 | 42 | 46 | 217 | 810002290145 | CRATE | 1 | Quickship | N/A | MX
|  |  |  | KSFV10TM3S | BLD KSFV10 1-1/2HP 3PH 971-1175 RPM ODP | 1784 | 62 | 42 | 46 | 217 | 810002290152 | CRATE | 1 | Quickship | N/A | MX
|  |  |  | KSFV10VH1S | BLD KSFV10 2HP 1PH 932-1125 RPM ODP | 2039 | 62 | 42 | 46 | 455 | 810002290169 | CRATE | 1 | Quickship | N/A | MX
|  |  |  | KSFV10VH3S | BLD KSFV10 2HP 3PH 932-1125 RPM ODP | 1823 | 62 | 42 | 46 | 455 | 810002290176 | CRATE | 1 | Quickship | N/A | MX
|  |  |  | KSFV12MH1S | KSFV12 1/4HP 1PH 451-600 RPM ODP | 1760 | 62 | 42 | 46 | 235 | 810002290183 | CRATE | 1 | Quickship | N/A | MX
|  |  |  | KSFV12MH3S | KSFV12 1/4HP 3PH 451-600 RPM ODP | 1792 | 62 | 42 | 46 | 455 | 810002290190 | CRATE | 1 | Commercial | N/A | MX
|  |  |  | KSFV12ML1S | BLD KSFV12 1/4HP 1PH 350-450 RPM ODP | 1768 | 62 | 42 | 46 | 235 | 810002290206 | CRATE | 1 | Quickship | N/A | MX
|  |  |  | KSFV12ML3S | BLD KSFV12 1/4HP 3PH 350-450 RPM ODP | 1797 | 62 | 42 | 46 | 455 | 810002290213 | CRATE | 1 | Commercial | N/A | MX
|  |  |  | KSFV12PH1S | BLD KSFV12 1/3HP 1PH 451-625 RPM ODP | 1791 | 62 | 42 | 46 | 235 | 810002290220 | CRATE | 1 | Quickship | N/A | MX
|  |  |  | KSFV12PH3S | BLD KSFV12 1/3HP 3PH 451-625 RPM ODP | 1821 | 62 | 42 | 46 | 455 | 810002290237 | CRATE | 1 | Commercial | N/A | MX
|  |  |  | KSFV12QH1S | BLD KSFV12 1/2HP 1PH 601-725 RPM ODP | 1852 | 62 | 42 | 46 | 235 | 810002290244 | CRATE | 1 | Quickship | N/A | MX
|  |  |  | KSFV12QH3S | BLD KSFV12 1/2HP 3PH 601-725 RPM ODP | 1813 | 62 | 42 | 46 | 455 | 810002290251 | CRATE | 1 | Quickship | N/A | MX
|  |  |  | KSFV12QL1S | BLD KSFV12 1/2HP 1PH 475-600 RPM ODP | 1872 | 62 | 42 | 46 | 235 | 810002290268 | CRATE | 1 | Quickship | N/A | MX
|  |  |  | KSFV12QL3S | BLD KSFV12 1/2HP 3PH 475-600 RPM ODP | 1832 | 62 | 42 | 46 | 455 | 810002290275 | CRATE | 1 | Quickship | N/A | MX
|  |  |  | KSFV12RH1S | BLD KSFV12 3/4HP 1PH 651-800 RPM ODP | 1898 | 62 | 42 | 46 | 235 | 810002290282 | CRATE | 1 | Quickship | N/A | MX
|  |  |  | KSFV12RH3S | BLD KSFV12 3/4HP 3PH 651-800 RPM ODP | 1823 | 62 | 42 | 46 | 235 | 810002290299 | CRATE | 1 | Quickship | N/A | MX
|  |  |  | KSFV12RL1S | BLD KSFV12 3/4HP 1PH 500-650 RPM ODP | 1906 | 62 | 42 | 46 | 455 | 810002290305 | CRATE | 1 | Quickship | N/A | MX
|  |  |  | KSFV12RL3S | BLD KSFV12 3/4HP 3PH 500-650 RPM ODP | 1835 | 62 | 42 | 46 | 300 | 810002290312 | CRATE | 1 | Quickship | N/A | MX
|  |  |  | KSFV12SH1S | BLD KSFV12 1HP 1PH 751-875 RPM ODP | 1934 | 62 | 42 | 46 | 235 | 810002290329 | CRATE | 1 | Quickship | N/A | MX
|  |  |  | KSFV12SH3S | BLD KSFV12 1HP 3PH 751-875 RPM ODP | 1832 | 62 | 42 | 46 | 455 | 810002290336 | CRATE | 1 | Quickship | N/A | MX
|  |  |  | KSFV12SL1S | BLD KSFV12 1HP 1PH 575-750 RPM ODP | 1944 | 62 | 42 | 46 | 235 | 817418019780 | CRATE | 1 | Quickship | N/A | MX
|  |  |  | KSFV12SL3S | BLD KSFV12 1HP 3PH 575-750 RPM ODP | 1846 | 62 | 42 | 46 | 235 | 810002290343 | CRATE | 1 | Quickship | N/A | MX
|  |  |  | KSFV12TH1S | KSFV12 1-1/2HP 1PH 951-1000 RPM ODP | 2062 | 62 | 42 | 46 | 235 | 810002290350 | CRATE | 1 | Quickship | N/A | MX
|  |  |  | KSFV12TH3S | KSFV12 1-1/2HP 3PH 951-1000 RPM ODP | 1854 | 62 | 42 | 46 | 455 | 810002290367 | CRATE | 1 | Quickship | N/A | MX
|  |  |  | KSFV12TL1S | KSFV12 1-1/2HP 1PH 650-775 RPM ODP | 2087 | 62 | 42 | 46 | 455 | 810002290374 | CRATE | 1 | Quickship | N/A | MX
|  |  |  | KSFV12TL3S | KSFV12 1-1/2HP 3PH 650-775 RPM ODP | 1882 | 62 | 42 | 46 | 455 | 810002290381 | CRATE | 1 | Quickship | N/A | MX
|  |  |  | KSFV12TM1S | BLD KSFV12 1-1/2HP 1PH 776-950 RPM ODP | 2081 | 62 | 42 | 46 | 235 | 817418019773 | CRATE | 1 | Quickship | N/A | MX
|  |  |  | KSFV12TM3S | BLD KSFV12 1-1/2HP 3PH 776-950 RPM ODP | 1876 | 62 | 42 | 46 | 235 | 810002290398 | CRATE | 1 | Quickship | N/A | MX
|  |  |  | KSFV12VH1S | BLD KSFV12 2HP 1PH 1026-1125 RPM ODP | 2150 | 62 | 42 | 46 | 235 | 810002290404 | CRATE | 1 | Quickship | N/A | MX
|  |  |  | KSFV12VH3S | BLD KSFV12 2HP 3PH 1026-1125 RPM ODP | 1895 | 62 | 42 | 46 | 235 | 810002290411 | CRATE | 1 | Quickship | N/A | MX
|  |  |  | KSFV12VL1S | KSFV12 2HP 1PH 807-1025 RPM ODP | 2155 | 62 | 42 | 46 | 235 | 810002290428 | CRATE | 1 | Quickship | N/A | MX
|  |  |  | KSFV12VL3S | KSFV12 2HP 3PH 807-1025 RPM ODP | 1902 | 62 | 42 | 46 | 235 | 810002290435 | CRATE | 1 | Quickship | N/A | MX
|  |  |  | KSFV15RH1S | BLD KSFV15 3/4HP 1PH 501-625 RPM ODP | 1976 | 62 | 42 | 46 | 282 | 810002290442 | CRATE | 1 | Quickship | N/A | MX
|  |  |  | KSFV15RH3S | BLD KSFV15 3/4HP 3PH 501-625 RPM ODP | 1925 | 62 | 42 | 46 | 282 | 810002290459 | CRATE | 1 | Quickship | N/A | MX
|  |  |  | KSFV15RL1S | BLD KSFV15 3/4HP 1PH 375-500 RPM ODP | 1976 | 62 | 42 | 46 | 282 | 810002290466 | CRATE | 1 | Quickship | N/A | MX
|  |  |  | KSFV15RL3S | BLD KSFV15 3/4HP 3PH 375-500 RPM ODP | 1943 | 62 | 42 | 46 | 282 | 810002290473 | CRATE | 1 | Quickship | N/A | MX
|  |  |  | KSFV15SH1S | KSFV15 1HP 1PH 651-700 RPM ODP | 2035 | 62 | 42 | 46 | 282 | 810002290480 | CRATE | 1 | Quickship | N/A | MX
|  |  |  | KSFV15SH3S | KSFV15 1HP 3PH 651-700 RPM ODP | 1939 | 62 | 42 | 46 | 282 | 810002290497 | CRATE | 1 | Quickship | N/A | MX
|  |  |  | KSFV15SL1S | BLD KSFV15 1HP 1PH 425-550 RPM ODP | 2049 | 62 | 42 | 46 | 282 | 810002290503 | CRATE | 1 | Quickship | N/A | MX
|  |  |  | KSFV15SL3S | BLD KSFV15 1HP 3PH 425-550 RPM ODP | 1953 | 62 | 42 | 46 | 282 | 810002290510 | CRATE | 1 | Quickship | N/A | MX
|  |  |  | KSFV15SM1S | BLD KSFV15 1HP 1PH 551-650 RPM ODP | 2043 | 62 | 42 | 46 | 282 | 810002290527 | CRATE | 1 | Quickship | N/A | MX
|  |  |  | KSFV15SM3S | BLD KSFV15 1HP 3PH 551-650 RPM ODP | 1945 | 62 | 42 | 46 | 282 | 810002290534 | CRATE | 1 | Quickship | N/A | MX
|  |  |  | KSFV15TH1S | BLD KSFV15 1-1/2HP 1PH 701-800 RPM ODP | 2161 | 62 | 42 | 46 | 282 | 810002290541 | CRATE | 1 | Quickship | N/A | MX
|  |  |  | KSFV15TH3S | BLD KSFV15 1-1/2HP 3PH 701-800 RPM ODP | 1991 | 62 | 42 | 46 | 282 | 810002290558 | CRATE | 1 | Quickship | N/A | MX
|  |  |  | KSFV15TL1S | BLD KSFV15 1-1/2HP 1PH 561-700 RPM ODP | 2161 | 62 | 42 | 46 | 282 | 810002290565 | CRATE | 1 | Quickship | N/A | MX
|  |  |  | KSFV15TL3S | BLD KSFV15 1-1/2HP 3PH 561-700 RPM ODP | 1992 | 62 | 42 | 46 | 282 | 810002290572 | CRATE | 1 | Quickship | N/A | MX
|  |  |  | KSFV15VH1S | BLD KSFV15 2HP 1PH 701-825 RPM ODP | 2247 | 62 | 42 | 46 | 282 | 810002290589 | CRATE | 1 | Quickship | N/A | MX
|  |  |  | KSFV15VH3S | BLD KSFV15 2HP 3PH 701-825 RPM ODP | 2028 | 62 | 42 | 46 | 282 | 810002290596 | CRATE | 1 | Quickship | N/A | MX
|  |  |  | KSFV15VL1S | KSFV15 2HP 1PH 561-700 RPM ODP | 2247 | 62 | 42 | 46 | 282 | 817418019797 | CRATE | 1 | Quickship | N/A | MX
|  |  |  | KSFV15VL3S | KSFV15 2HP 3PH 561-700 RPM ODP | 2030 | 62 | 42 | 46 | 282 | 810002290602 | CRATE | 1 | Quickship | N/A | MX
|  |  |  | KSFV18RH1S | KSFV18 3/4HP 1PH 360-500 RPM ODP | 2424 | 70 | 50 | 49 | 331 | 810002290619 | CRATE | 1 | Quickship | N/A | MX
|  |  |  | KSFV18RH3S | KSFV18 3/4HP 3PH 360-500 RPM ODP | 2351 | 70 | 50 | 49 | 455 | 810002290626 | CRATE | 1 | Quickship | N/A | MX
|  |  |  | KSFV18SH1S | KSFV18 1HP 1PH 501-550 RPM ODP | 2452 | 70 | 50 | 49 | 455 | 810002290633 | CRATE | 1 | Quickship | N/A | MX
|  |  |  | KSFV18SH3S | KSFV18 1HP 3PH 501-550 RPM ODP | 2351 | 70 | 50 | 49 | 331 | 810002290640 | CRATE | 1 | Quickship | N/A | MX
|  |  |  | KSFV18SL1S | KSFV18 1HP 1PH 401-500 RPM ODP | 2459 | 70 | 50 | 49 | 455 | 810002290657 | CRATE | 1 | Quickship | N/A | MX
|  |  |  | KSFV18SL3S | KSFV18 1HP 3PH 401-500 RPM ODP | 2359 | 70 | 50 | 49 | 455 | 810002290664 | CRATE | 1 | Quickship | N/A | MX
|  |  |  | KSFV18TH1S | BLD KSFV18 1-1/2HP 1PH 551-625 RPM ODP | 2579 | 70 | 50 | 49 | 331 | 810002290671 | CRATE | 1 | Quickship | N/A | MX
|  |  |  | KSFV18TH3S | BLD KSFV18 1-1/2HP 3PH 551-625 RPM ODP | 2372 | 70 | 50 | 49 | 331 | 810002290688 | CRATE | 1 | Quickship | N/A | MX
|  |  |  | KSFV18TL1S | BLD KSFV18 1-1/2HP 1PH 476-550 RPM ODP | 2582 | 70 | 50 | 49 | 455 | 810002290695 | CRATE | 1 | Quickship | N/A | MX
|  |  |  | KSFV18TL3S | BLD KSFV18 1-1/2HP 3PH 476-550 RPM ODP | 2375 | 70 | 50 | 49 | 331 | 810002290701 | CRATE | 1 | Quickship | N/A | MX
|  |  |  | KSFV18VH1S | KSFV18 2HP 1PH 626-725 RPM ODP | 2674 | 70 | 50 | 49 | 331 | 810002290718 | CRATE | 1 | Quickship | N/A | MX
|  |  |  | KSFV18VH3S | BLD KSFV18 2HP 3PH 626-725 RPM ODP | 2420 | 70 | 50 | 49 | 331 | 810002290725 | CRATE | 1 | Quickship | N/A | MX
|  |  |  | KSFV18VL1S | BLD KSFV18 2HP 1PH 450-550 RPM ODP | 2683 | 70 | 50 | 49 | 331 | 810002290732 | CRATE | 1 | Quickship | N/A | MX
|  |  |  | KSFV18VL3S | BLD KSFV18 2HP 3PH 450-550 RPM ODP | 2428 | 70 | 50 | 49 | 331 | 810002290749 | CRATE | 1 | Quickship | N/A | MX
|  |  |  | L100E | 100 CFM CEILING MOUNT VENTILATOR 120 VOL | 366 | 12.25 | 11.75 | 12.25 | 23 | 812482012293 | BOX | 24 | Residential | 1750 | MX
|  |  |  | L100EL | 100 CFM DEDICATED IN-LINE VENTILATOR 120 | 431 | 12.25 | 11.75 | 12.25 | 23 | 812482012392 | BOX | 24 | Residential | 1750 | MX
|  |  |  | L150E | 150 CFM CEILING MOUNT VENTILATOR 120 VOL | 388 | 12.25 | 11.75 | 12.25 | 23 | 812482012309 | BOX | 24 | Residential | 1750 | MX
|  |  |  | L150EL | 150 CFM DEDICATED IN-LINE VENTILATOR 120 | 454 | 12.25 | 11.75 | 12.25 | 23 | 812482012408 | BOX | 24 | Residential | 1750 | MX
|  |  |  | L200E | 200 CFM CEILING MOUNT VENTILATOR 120 VOL | 431 | 12.25 | 11.75 | 12.25 | 23 | 812482012316 | BOX | 24 | Residential | 1750 | MX
|  |  |  | L200EL | 200 CFM DEDICATED IN-LINE VENTILATOR 120 | 497 | 16 | 15 | 16 | 23.9 | 812482012415 | BOX | 24 | Residential | 1750 | MX
|  |  |  | L250E | 250 CFM CEILING MOUNT VENTILATOR 120 VOL | 454 | 12.25 | 11.75 | 12.25 | 23 | 812482012323 | BOX | 24 | Residential | N/A | MX
|  |  |  | L250EL | 250 CFM DEDICATED IN-LINE VENTILATOR 120 | 519 | 12.25 | 11.75 | 12.25 | 24 | 812482012422 | BOX | 24 | Residential | N/A | MX
|  |  |  | L300E | 300 CFM CEILING MOUNT VENTILATOR 120 VOL | 475 | 12.25 | 11.75 | 12.25 | 23 | 812482012330 | BOX | 24 | Residential | N/A | MX
|  |  |  | L300EL | 300 CFM DEDICATED IN-LINE VENTILATOR 120 | 539 | 12.25 | 11.75 | 12.25 | 25.2 | 812482012439 | BOX | 24 | Residential | N/A | MX
|  |  |  | L400 | 400 CFM CEILING MOUNT VENTILATOR 120 VOL | 1146 | 16 | 26 | 15 | 33 | 812482012347 | BOX | 12 | Residential | N/A | MX
|  |  |  | L400L | 400 CFM DEDICATED IN-LINE VENTILATOR 120 | 1280 | 16 | 26 | 15 | 33 | 812482012446 | BOX | 12 | Residential | N/A | US
|  |  |  | L500 | 500 CFM CEILING MOUNT VENTILATOR 120 VOL | 1265 | 17 | 26 | 15 | 33 | 812482012354 | BOX | 12 | Residential | N/A | US
|  |  |  | L500L | 500 CFM DEDICATED IN-LINE VENTILATOR 120 | 1388 | 16 | 26 | 15 | 33 | 812482012453 | BOX | 12 | Residential | N/A | CN
|  |  |  | L700 | 700 CFM CEILING MOUNT VENTILATOR 120 VOL | 1386 | 17 | 26 | 15 | 33 | 812482012361 | BOX | 12 | Residential | N/A | CN
|  |  |  | L700L | 700 CFM DEDICATED IN-LINE VENTILATOR 120 | 1475 | 17 | 26 | 15 | 33 | 812482012460 | BOX | 12 | Residential | N/A | CN
|  |  |  | LCE20MH1S | BLD LCE20 1/4HP 1PH 955RPM ODP | 956 | 30 | 48 | 32 | 160 | 812482016031 | CRATE | 1 | Quickship | N/A | CN
|  |  |  | LCE20MH3S | BLD LCE20 1/4HP 3PH 955RPM ODP | 984 | 28 | 48 | 32 | 160 | 812482016437 | CRATE | 1 | Quickship | N/A | CN
|  |  |  | LCE20PH1S | BLD LCE20 1/3HP 1PH 1050RPM ODP | 978 | 28 | 48 | 32 | 160 | 812482016048 | CRATE | 1 | Quickship | N/A | CN
|  |  |  | LCE20PH3S | BLD LCE20 1/3HP 3PH 1050RPM ODP | 967 | 28 | 48 | 32 | 160 | 812482016444 | CRATE | 1 | Quickship | N/A | CN
|  |  |  | LCE20QH1S | BLD LCE20 1/2HP 1PH 1180RPM ODP | 1124 | 28 | 48 | 32 | 160 | 812482016055 | CRATE | 1 | Quickship | N/A | CN
|  |  |  | LCE20QH3S | BLD LCE20 1/2HP 3PH 1180RPM ODP | 1058 | 28 | 48 | 32 | 160 | 812482016451 | CRATE | 1 | Quickship | N/A | CN
|  |  |  | LCE20RH1S | BLD LCE20 3/4HP 1PH 1350RPM ODP | 1180 | 28 | 49 | 32 | 195 | 812482016062 | CRATE | 1 | Quickship | N/A | CN
|  |  |  | LCE20RH3S | BLD LCE20 3/4HP 3PH 1350RPM ODP | 990 | 28 | 48 | 32 | 160 | 812482016468 | CRATE | 1 | Quickship | N/A | CN
|  |  |  | LCE24MH1S | BLD LCE24 1/4HP 1PH 600RPM ODP | 1059 | 34 | 48 | 36 | 200 | 812482016079 | CRATE | 1 | Quickship | N/A | CN
|  |  |  | LCE24MH3S | BLD LCE24 1/4HP 3PH 600RPM ODP | 1086 | 34 | 48 | 36 | 200 | 812482016475 | CRATE | 1 | Quickship | N/A | ES
|  |  |  | LCE24PH1S | BLD LCE24 1/3HP 1PH 660RPM ODP | 1085 | 34 | 48 | 36 | 200 | 812482016086 | CRATE | 1 | Quickship | N/A | ES
|  |  |  | LCE24PH3S | BLD LCE24 1/3HP 3PH 660RPM ODP | 1071 | 34 | 48 | 36 | 200 | 812482016482 | CRATE | 1 | Quickship | N/A | ES
|  |  |  | LCE24QH1S | BLD LCE24 1/2HP 1PH 760RPM ODP | 1223 | 34 | 48 | 36 | 200 | 812482016093 | CRATE | 1 | Quickship | N/A | ES
|  |  |  | LCE24QH3S | BLD LCE24 1/2HP 3PH 760RPM ODP | 1160 | 34 | 48 | 36 | 200 | 812482016499 | CRATE | 1 | Quickship | N/A | ES
|  |  |  | LCE24RH1S | BLD LCE24 3/4HP 1PH 875RPM ODP | 1268 | 34 | 49 | 36 | 200 | 812482016109 | CRATE | 1 | Quickship | N/A | ES
|  |  |  | LCE24RH3S | BLD LCE24 3/4HP 3PH 875RPM ODP | 1178 | 34 | 48 | 36 | 200 | 812482016505 | CRATE | 1 | Quickship | N/A | ES
|  |  |  | LCE24SH1S | BLD LCE24 1HP 1PH 950RPM ODP | 1474 | 34 | 48 | 36 | 200 | 812482016116 | CRATE | 1 | Quickship | N/A | ES
|  |  |  | LCE24SH3S | BLD LCE24 1HP 3PH 950RPM ODP | 1356 | 34 | 48 | 36 | 200 | 812482016512 | CRATE | 1 | Quickship | N/A | US
|  |  |  | LCE24TH1S | BLD LCE24 1 1/2HP 1PH 1100RPM ODP | 1623 | 34 | 48 | 36 | 200 | 812482016123 | CRATE | 1 | Quickship | N/A | US
|  |  |  | LCE24TH3S | BLD LCE24 1 1/2HP 3PH 1100RPM ODP | 1406 | 34 | 48 | 36 | 200 | 812482016529 | CRATE | 1 | Quickship | N/A | US
|  |  |  | LCE30MH1S | BLD LCE30 1/4HP 1PH 450RPM ODP | 1167 | 38 | 48 | 42 | 270 | 812482016130 | CRATE | 1 | Quickship | N/A | US
|  |  |  | LCE30MH3S | BLD LCE30 1/4HP 3PH 450RPM ODP | 1195 | 38 | 48 | 42 | 270 | 812482016536 | CRATE | 1 | Quickship | N/A | ES
|  |  |  | LCE30PH1S | BLD LCE30 1/3HP 1PH 495RPM ODP | 1189 | 38 | 48 | 42 | 270 | 812482016147 | CRATE | 1 | Quickship | N/A | ES
|  |  |  | LCE30PH3S | BLD LCE30 1/3HP 3PH 495RPM ODP | 1175 | 38 | 48 | 42 | 270 | 812482016543 | CRATE | 1 | Quickship | N/A | ES
|  |  |  | LCE30QH1S | BLD LCE30 1/2HP 1PH 565PM ODP | 1305 | 38 | 48 | 42 | 270 | 812482016154 | CRATE | 1 | Quickship | N/A | ES
|  |  |  | LCE30QH3S | BLD LCE30 1/2HP 3PH 565PM ODP | 1239 | 38 | 48 | 42 | 270 | 812482016550 | CRATE | 1 | Quickship | N/A | ES
|  |  |  | LCE30RH1S | BLD LCE30 3/4HP 1PH 650RPM ODP | 1355 | 40 | 49 | 42 | 270 | 812482016161 | CRATE | 1 | Quickship | N/A | ES
|  |  |  | LCE30RH3S | BLD LCE30 3/4HP 3PH 650RPM ODP | 1264 | 38 | 48 | 42 | 270 | 812482016567 | CRATE | 1 | Quickship | N/A | ES
|  |  |  | LCE30SH1S | BLD LCE30 1HP 1PH 715RPM ODP | 1560 | 40 | 49 | 42 | 270 | 812482016178 | CRATE | 1 | Quickship | N/A | ES
|  |  |  | LCE30SH3S | BLD LCE30 1HP 3PH 715RPM ODP | 1442 | 38 | 48 | 42 | 270 | 812482016574 | CRATE | 1 | Quickship | N/A | US
|  |  |  | LCE30TH1S | BLD LCE30 1 1/2HP 1PH 815RPM ODP | 1695 | 38 | 48 | 42 | 270 | 812482016185 | CRATE | 1 | Quickship | N/A | US
|  |  |  | LCE30TH3S | BLD LCE30 1 1/2HP 3PH 815RPM ODP | 1480 | 36 | 45 | 49 | 270 | 812482016581 | CRATE | 1 | Quickship | N/A | US
|  |  |  | LCE36PH1S | BLD LCE36 1/3HP 1PH 390RPM ODP | 1197 | 46 | 49 | 42 | 375 | 812482016192 | CRATE | 1 | Quickship | N/A | US
|  |  |  | LCE36PH3S | BLD LCE36 1/3HP 3PH 390RPM ODP | 1183 | 46 | 49 | 42 | 375 | 812482016598 | CRATE | 1 | Quickship | N/A | US
|  |  |  | LCE36QH1S | BLD LCE36 1/2HP 1PH 440RPM ODP | 1322 | 46 | 49 | 48 | 375 | 812482016208 | CRATE | 1 | Quickship | N/A | US
|  |  |  | LCE36QH3S | BLD LCE36 1/2HP 3PH 440RPM ODP | 1255 | 46 | 49 | 49 | 375 | 812482016604 | CRATE | 1 | Quickship | N/A | US
|  |  |  | LCE36RH1S | BLD LCE36 3/4HP 1PH 505RPM ODP | 1382 | 47 | 49 | 49 | 375 | 812482016215 | CRATE | 1 | Quickship | N/A | US
|  |  |  | LCE36RH3S | BLD LCE36 3/4HP 3PH 505RPM ODP | 1290 | 46 | 49 | 49 | 375 | 812482016611 | CRATE | 1 | Quickship | N/A | US
|  |  |  | LCE36SH1S | BLD LCE36 1HP 1PH 555RPM ODP | 1565 | 46 | 49 | 49 | 375 | 812482016222 | CRATE | 1 | Quickship | N/A | US
|  |  |  | LCE36SH3S | BLD LCE36 1HP 3PH 555RPM ODP | 1447 | 46 | 49 | 49 | 375 | 812482016628 | CRATE | 1 | Quickship | N/A | US
|  |  |  | LCE36TH1S | BLD LCE36 1 1/2HP 1PH 635RPM ODP | 1711 | 46 | 49 | 49 | 375 | 812482016239 | CRATE | 1 | Quickship | N/A | US
|  |  |  | LCE36TH3S | BLD LCE36 1 1/2HP 3PH 635RPM ODP | 1492 | 46 | 49 | 49 | 375 | 812482016635 | CRATE | 1 | Quickship | N/A | US
|  |  |  | LCE36VH1S | BLD LCE36 2HP 1PH 695RPM ODP | 1877 | 46 | 49 | 49 | 375 | 812482016246 | CRATE | 1 | Quickship | N/A | US
|  |  |  | LCE36VH3S | BLD LCE36 2HP 3PH 695RPM ODP | 1413 | 42 | 45 | 49 | 375 | 812482016642 | CRATE | 1 | Quickship | N/A | US
|  |  |  | LCE42PH1S | BLD LCE42 1/3HP 1PH 305RPM ODP | 1458 | 48 | 49 | 52 | 460 | 812482016253 | CRATE | 1 | Quickship | N/A | US
|  |  |  | LCE42PH3S | BLD LCE42 1/3HP 3PH 305RPM ODP | 1446 | 45 | 48 | 52 | 460 | 812482016659 | CRATE | 1 | Quickship | N/A | US
|  |  |  | LCE42QH1S | BLD LCE42 1/2HP 1PH 345RPM ODP | 1579 | 48 | 49 | 52 | 460 | 812482016260 | CRATE | 1 | Quickship | N/A | US
|  |  |  | LCE42QH3S | BLD LCE42 1/2HP 3PH 345RPM ODP | 1515 | 48 | 49 | 52 | 460 | 812482016666 | CRATE | 1 | Quickship | N/A | US
|  |  |  | LCE42RH1S | BLD LCE42 3/4HP 1PH 395RPM ODP | 1597 | 48 | 49 | 52 | 460 | 812482016277 | CRATE | 1 | Quickship | N/A | US
|  |  |  | LCE42RH3S | BLD LCE42 3/4HP 3PH 395RPM ODP | 1508 | 48 | 49 | 52 | 460 | 812482016673 | CRATE | 1 | Quickship | N/A | US
|  |  |  | LCE42SH1S | BLD LCE42 1HP 1PH 435RPM ODP | 1776 | 48 | 49 | 52 | 460 | 812482016284 | CRATE | 1 | Quickship | N/A | US
|  |  |  | LCE42SH3S | BLD LCE42 1HP 3PH 435RPM ODP | 1660 | 48 | 49 | 52 | 460 | 812482016680 | CRATE | 1 | Quickship | N/A | US
|  |  |  | LCE42TH1S | BLD LCE42 1 1/2HP 1PH 500RPM ODP | 1923 | 52 | 49 | 54 | 460 | 812482016291 | CRATE | 1 | Quickship | N/A | US
|  |  |  | LCE42TH3S | BLD LCE42 1 1/2HP 3PH 500RPM ODP | 1705 | 48 | 49 | 52 | 460 | 812482016697 | CRATE | 1 | Quickship | N/A | US
|  |  |  | LCE42VH1S | BLD LCE42 2HP 1PH 550RPM ODP | 2083 | 48 | 49 | 52 | 460 | 812482016307 | CRATE | 1 | Quickship | N/A | US
|  |  |  | LCE42VH3S | BLD LCE42 2HP 3PH 550RPM ODP | 1619 | 52 | 49 | 54 | 460 | 812482016703 | CRATE | 1 | Quickship | N/A | US
|  |  |  | LCE48QH1S | BLD LCE48 1/2HP 1PH 290RPM ODP | 1683 | 48 | 49 | 52 | 500 | 812482016314 | CRATE | 1 | Quickship | N/A | US
|  |  |  | LCE48QH3S | BLD LCE48 1/2HP 3PH 290RPM ODP | 1618 | 58 | 49 | 56 | 500 | 812482016710 | CRATE | 1 | Quickship | N/A | US
|  |  |  | LCE48RH1S | BLD LCE48 3/4HP 1PH 330RPM ODP | 1717 | 58 | 49 | 56 | 500 | 812482016321 | CRATE | 1 | Quickship | N/A | US
|  |  |  | LCE48RH3S | BLD LCE48 3/4HP 3PH 330RPM ODP | 1626 | 58 | 49 | 56 | 500 | 812482016727 | CRATE | 1 | Quickship | N/A | US
|  |  |  | LCE48SH1S | BLD LCE48 1HP 1PH 365RPM ODP | 1877 | 58 | 49 | 60 | 500 | 812482016338 | CRATE | 1 | Quickship | N/A | US
|  |  |  | LCE48SH3S | BLD LCE48 1HP 3PH 365RPM ODP | 1756 | 58 | 49 | 56 | 500 | 812482016734 | CRATE | 1 | Quickship | N/A | US
|  |  |  | LCE48TH1S | BLD LCE48 1 1/2HP 1PH 415RPM ODP | 2015 | 45 | 54 | 58 | 500 | 812482016345 | CRATE | 1 | Quickship | N/A | US
|  |  |  | LCE48TH3S | BLD LCE48 1 1/2HP 3PH 415RPM ODP | 1800 | 58 | 49 | 56 | 500 | 812482016741 | CRATE | 1 | Quickship | N/A | US
|  |  |  | LCE48VH1S | BLD LCE48 2HP 1PH 455RPM ODP | 2195 | 58 | 49 | 56 | 500 | 812482016352 | CRATE | 1 | Quickship | N/A | US
|  |  |  | LCE48VH3S | BLD LCE48 2HP 3PH 455RPM ODP | 1732 | 58 | 49 | 56 | 500 | 812482016758 | CRATE | 1 | Quickship | N/A | US
|  |  |  | LCE54RH1S | LCE54 3/4HP 1PH 270RPM ODP | 2322 | 68 | 49 | 58 | 750 | 812482016369 | CRATE | 1 | Quickship | N/A | US
|  |  |  | LCE54RH3S | LCE54 3/4HP 3PH 270RPM ODP | 2231 | 68 | 49 | 58 | 750 | 812482016765 | CRATE | 1 | Quickship | N/A | US
|  |  |  | LCE54SH1S | LCE54 1HP 1PH 295RPM ODP | 2523 | 68 | 49 | 58 | 750 | 812482016376 | CRATE | 1 | Quickship | N/A | US
|  |  |  | LCE54SH3S | LCE54 1HP 3PH 295RPM ODP | 2407 | 68 | 49 | 58 | 750 | 812482016772 | CRATE | 1 | Quickship | N/A | US
|  |  |  | LCE54TH1S | LCE54 1 1/2HP 1PH 340RPM ODP | 2639 | 68 | 49 | 58 | 750 | 812482016383 | CRATE | 1 | Quickship | N/A | US
|  |  |  | LCE54TH3S | LCE54 1 1/2HP 3PH 340RPM ODP | 2423 | 68 | 49 | 58 | 750 | 812482016789 | CRATE | 1 | Quickship | N/A | US
|  |  |  | LCE54VH1S | LCE54 2HP 1PH 370RPM ODP | 2821 | 68 | 49 | 58 | 750 | 812482016390 | CRATE | 1 | Quickship | N/A | US
|  |  |  | LCE54VH3S | LCE54 2HP 3PH 370RPM ODP | 2359 | 68 | 49 | 58 | 750 | 812482016796 | CRATE | 1 | Quickship | N/A | US
|  |  |  | LCE54WH3S | BLD LCE54 3HP 3PH 425RPM ODP | 2629 | 68 | 49 | 58 | 750 | 812482016802 | CRATE | 1 | Quickship | N/A | ES
|  |  |  | LCE60SH1S | BLD LCE60 1HP 1PH 265RPM ODP | 2538 | 68 | 49 | 70 | 790 | 812482016406 | CRATE | 1 | Quickship | N/A | ES
|  |  |  | LCE60SH3S | LCE60 1HP 3PH 265RPM ODP | 2421 | 70 | 49 | 70 | 790 | 812482016819 | CRATE | 1 | Quickship | N/A | ES
|  |  |  | LCE60TH1S | LCE60 1 1/2HP 1PH 300RPM ODP | 2672 | 70 | 49 | 70 | 790 | 812482016413 | CRATE | 1 | Quickship | N/A | ES
|  |  |  | LCE60TH3S | LCE60 1 1/2HP 3PH 300RPM ODP | 2458 | 70 | 49 | 70 | 790 | 812482016826 | CRATE | 1 | Quickship | N/A | ES
|  |  |  | LCE60VH1S | LCE60 2HP 1PH 335RPM ODP | 2858 | 70 | 49 | 70 | 790 | 812482016420 | CRATE | 1 | Quickship | N/A | ES
|  |  |  | LCE60VH3S | BLD LCE60 2HP 3PH 335RPM ODP | 2394 | 70 | 49 | 70 | 790 | 812482016833 | CRATE | 1 | Quickship | N/A | US
|  |  |  | LCE60WH3S | BLD LCE60 3HP 3PH 380RPM ODP | 2652 | 70 | 49 | 73 | 790 | 812482016840 | CRATE | 1 | Quickship | N/A | US
|  |  |  | LCS20MH1S | BLD LCS20 1/4HP 1PH 955RPM ODP | 1021 | 31 | 49 | 49 | 160 | 812961016545 | CRATE | 1 | Quickship | N/A | US
|  |  |  | LCS20MH3S | LCS20 1/4HP 3PH 955RPM ODP | 1046 | 31 | 49 | 49 | 160 | 812961016552 | CRATE | 1 | Quickship | N/A | US
|  |  |  | LCS20PH1S | LCS20 1/3HP 1PH 1050RPM ODP | 1041 | 31 | 49 | 49 | 160 | 812961016569 | CRATE | 1 | Quickship | N/A | US
|  |  |  | LCS20PH3S | LCS20 1/3HP 3PH 1050RPM ODP | 1029 | 31 | 49 | 49 | 160 | 812961016576 | CRATE | 1 | Quickship | N/A | US
|  |  |  | LCS20QH1S | LCS20 1/2HP 1PH 1180RPM ODP | 1196 | 31 | 49 | 49 | 160 | 812961016583 | CRATE | 1 | Quickship | N/A | US
|  |  |  | LCS20QH3S | LCS20 1/2HP 3PH 1180RPM ODP | 1126 | 31 | 49 | 49 | 160 | 812961016590 | CRATE | 1 | Quickship | N/A | US
|  |  |  | LCS20RH1S | BLD LCS20 3/4HP 1PH 1350RPM ODP | 1255 | 31 | 49 | 49 | 160 | 812961016606 | CRATE | 1 | Quickship | N/A | US
|  |  |  | LCS20RH3S | LCS20 3/4HP 3PH 1350RPM ODP | 1057 | 31 | 49 | 49 | 160 | 812961016613 | CRATE | 1 | Quickship | N/A | US
|  |  |  | LCS24MH1S | LCS24 1/4HP 1PH 600RPM ODP | 1108 | 34 | 45 | 49 | 225 | 812961016620 | CRATE | 1 | Quickship | N/A | US
|  |  |  | LCS24MH3S | LCS24 1/4HP 3PH 600RPM ODP | 1136 | 34 | 45 | 49 | 225 | 812961016637 | CRATE | 1 | Quickship | N/A | US
|  |  |  | LCS24PH1S | LCS24 1/3HP 1PH 660RPM ODP | 1134 | 34 | 45 | 49 | 225 | 812961016644 | CRATE | 1 | Quickship | N/A | US
|  |  |  | LCS24PH3S | LCS24 1/3HP 3PH 660RPM ODP | 1121 | 34 | 45 | 49 | 225 | 812961016651 | CRATE | 1 | Quickship | N/A | US
|  |  |  | LCS24QH1S | BLD LCS24 1/2HP 1PH 760RPM ODP | 1279 | 34 | 45 | 49 | 225 | 812961016668 | CRATE | 1 | Quickship | N/A | US
|  |  |  | LCS24QH3S | BLD LCS24 1/2HP 3PH 760RPM ODP | 1213 | 34 | 45 | 49 | 225 | 812961016675 | CRATE | 1 | Quickship | N/A | US
|  |  |  | LCS24RH1S | LCS24 3/4HP 1PH 875RPM ODP | 1327 | 34 | 45 | 49 | 225 | 812961016682 | CRATE | 1 | Quickship | N/A | US
|  |  |  | LCS24RH3S | LCS24 3/4HP 3PH 875RPM ODP | 1234 | 34 | 45 | 49 | 225 | 812961016699 | CRATE | 1 | Quickship | N/A | US
|  |  |  | LCS24SH1S | LCS24 1HP 1PH 950RPM ODP | 1541 | 34 | 45 | 49 | 225 | 812961016705 | CRATE | 1 | Quickship | N/A | US
|  |  |  | LCS24SH3S | LCS24 1HP 3PH 950RPM ODP | 1419 | 34 | 45 | 49 | 225 | 812961016712 | CRATE | 1 | Quickship | N/A | US
|  |  |  | LCS24TH1S | BLD LCS24 1 1/2HP 1PH 1100RPM ODP | 1698 | 34 | 45 | 49 | 225 | 812961016729 | CRATE | 1 | Quickship | N/A | US
|  |  |  | LCS24TH3S | LCS24 1 1/2HP 3PH 1100RPM ODP | 1471 | 34 | 45 | 49 | 225 | 812961016736 | CRATE | 1 | Quickship | N/A | US
|  |  |  | LCS30MH1S | LCS30 1/4HP 1PH 450RPM ODP | 1221 | 40 | 49 | 49 | 280 | 812961016743 | CRATE | 1 | Quickship | N/A | US
|  |  |  | LCS30MH3S | LCS30 1/4HP 3PH 450RPM ODP | 1250 | 40 | 49 | 49 | 280 | 812961016750 | CRATE | 1 | Quickship | N/A | US
|  |  |  | LCS30PH1S | BLD LCS30 1/3HP 1PH 495RPM ODP | 1245 | 40 | 49 | 49 | 280 | 812961016767 | CRATE | 1 | Quickship | N/A | US
|  |  |  | LCS30PH3S | LCS30 1/3HP 3PH 495RPM ODP | 1233 | 40 | 49 | 49 | 280 | 812961016774 | CRATE | 1 | Quickship | N/A | US
|  |  |  | LCS30QH1S | LCS30 1/2HP 1PH 565PM ODP | 1365 | 40 | 49 | 49 | 280 | 812961016781 | CRATE | 1 | Quickship | N/A | US
|  |  |  | LCS30QH3S | LCS30 1/2HP 3PH 565PM ODP | 1298 | 40 | 49 | 49 | 280 | 812961016798 | CRATE | 1 | Quickship | N/A | US
|  |  |  | LCS30RH1S | BLD LCS30 3/4HP 1PH 650RPM ODP | 1418 | 40 | 49 | 49 | 280 | 812961016804 | CRATE | 1 | Quickship | N/A | US
|  |  |  | LCS30RH3S | LCS30 3/4HP 3PH 650RPM ODP | 1323 | 40 | 49 | 49 | 280 | 812961016811 | CRATE | 1 | Quickship | N/A | US
|  |  |  | LCS30SH1S | LCS30 1HP 1PH 715RPM ODP | 1633 | 40 | 49 | 49 | 280 | 812961016828 | CRATE | 1 | Quickship | N/A | US
|  |  |  | LCS30SH3S | BLD LCS30 1HP 3PH 715RPM ODP | 1511 | 40 | 49 | 49 | 280 | 812961016835 | CRATE | 1 | Quickship | N/A | US
|  |  |  | LCS30TH1S | BLD LCS30 1 1/2HP 1PH 815RPM ODP | 1774 | 40 | 49 | 49 | 280 | 812961016842 | CRATE | 1 | Quickship | N/A | US
|  |  |  | LCS30TH3S | LCS30 1 1/2HP 3PH 815RPM ODP | 1549 | 40 | 49 | 49 | 280 | 812961016859 | CRATE | 1 | Quickship | N/A | US
|  |  |  | LCS36PH1S | LCS36 1/3HP 1PH 390RPM ODP | 1251 | 44 | 49 | 49 | 350 | 812961016866 | CRATE | 1 | Quickship | N/A | US
|  |  |  | LCS36PH3S | LCS36 1/3HP 3PH 390RPM ODP | 1238 | 44 | 49 | 49 | 350 | 812961016873 | CRATE | 1 | Quickship | N/A | US
|  |  |  | LCS36QH1S | LCS36 1/2HP 1PH 440RPM ODP | 1383 | 44 | 49 | 49 | 350 | 812961016880 | CRATE | 1 | Quickship | N/A | US
|  |  |  | LCS36QH3S | LCS36 1/2HP 3PH 440RPM ODP | 1313 | 44 | 49 | 49 | 350 | 812961016897 | CRATE | 1 | Quickship | N/A | US
|  |  |  | LCS36RH1S | LCS36 3/4HP 1PH 505RPM ODP | 1444 | 44 | 49 | 49 | 350 | 812961016903 | CRATE | 1 | Quickship | N/A | US
|  |  |  | LCS36RH3S | LCS36 3/4HP 3PH 505RPM ODP | 1348 | 44 | 49 | 49 | 350 | 812961016910 | CRATE | 1 | Quickship | N/A | US
|  |  |  | LCS36SH1S | BLD LCS36 1HP 1PH 555RPM ODP | 1634 | 44 | 49 | 49 | 350 | 812961016927 | CRATE | 1 | Quickship | N/A | US
|  |  |  | LCS36SH3S | LCS36 1HP 3PH 555RPM ODP | 1514 | 44 | 49 | 49 | 350 | 812961016934 | CRATE | 1 | Quickship | N/A | US
|  |  |  | LCS36TH1S | LCS36 1 1/2HP 1PH 635RPM ODP | 1786 | 44 | 49 | 49 | 350 | 812961016941 | CRATE | 1 | Quickship | N/A | US
|  |  |  | LCS36TH3S | BLD LCS36 1 1/2HP 3PH 635RPM ODP | 1560 | 44 | 49 | 49 | 350 | 812961016958 | CRATE | 1 | Quickship | N/A | US
|  |  |  | LCS36VH1S | LCS36 2HP 1PH 695RPM ODP | 1962 | 44 | 49 | 49 | 350 | 812961016965 | CRATE | 1 | Quickship | N/A | US
|  |  |  | LCS36VH3S | LCS36 2HP 3PH 695RPM ODP | 1477 | 44 | 49 | 49 | 350 | 812961016972 | CRATE | 1 | Quickship | N/A | US
|  |  |  | LCS42PH1S | LCS42 1/3HP 1PH 305RPM ODP | 1532 | 48 | 49 | 52 | 410 | 812961016989 | CRATE | 1 | Quickship | N/A | US
|  |  |  | LCS42PH3S | LCS42 1/3HP 3PH 305RPM ODP | 1519 | 48 | 49 | 52 | 410 | 812961016996 | CRATE | 1 | Quickship | N/A | US
|  |  |  | LCS42QH1S | LCS42 1/2HP 1PH 345RPM ODP | 1660 | 48 | 49 | 52 | 410 | 812961017009 | CRATE | 1 | Quickship | N/A | US
|  |  |  | LCS42QH3S | LCS42 1/2HP 3PH 345RPM ODP | 1590 | 48 | 49 | 52 | 410 | 812961017016 | CRATE | 1 | Quickship | N/A | US
|  |  |  | LCS42RH1S | LCS42 3/4HP 1PH 395RPM ODP | 1678 | 48 | 49 | 52 | 410 | 812961017023 | CRATE | 1 | Quickship | N/A | US
|  |  |  | LCS42RH3S | LCS42 3/4HP 3PH 395RPM ODP | 1583 | 48 | 49 | 52 | 410 | 812961017030 | CRATE | 1 | Quickship | N/A | US
|  |  |  | LCS42SH1S | LCS42 1HP 1PH 435RPM ODP | 1867 | 48 | 49 | 52 | 410 | 812961017047 | CRATE | 1 | Quickship | N/A | US
|  |  |  | LCS42SH3S | LCS42 1HP 3PH 435RPM ODP | 1742 | 48 | 49 | 52 | 410 | 812961017054 | CRATE | 1 | Quickship | N/A | US
|  |  |  | LCS42TH1S | LCS42 1 1/2HP 1PH 500RPM ODP | 2020 | 48 | 49 | 52 | 410 | 812961017061 | CRATE | 1 | Quickship | N/A | US
|  |  |  | LCS42TH3S | LCS42 1 1/2HP 3PH 500RPM ODP | 1792 | 48 | 49 | 52 | 410 | 812961017078 | CRATE | 1 | Quickship | N/A | US
|  |  |  | LCS42VH1S | LCS42 2HP 1PH 550RPM ODP | 2188 | 48 | 49 | 52 | 460 | 812961017085 | CRATE | 1 | Quickship | N/A | US
|  |  |  | LCS42VH3S | LCS42 2HP 3PH 550RPM ODP | 1699 | 48 | 49 | 52 | 460 | 812961017092 | CRATE | 1 | Quickship | N/A | US
|  |  |  | LCS48QH1S | LCS48 1/2HP 1PH 290RPM ODP | 1746 | 56 | 54 | 58 | 510 | 812961017108 | CRATE | 1 | Quickship | N/A | US
|  |  |  | LCS48QH3S | LCS48 1/2HP 3PH 290RPM ODP | 1678 | 56 | 54 | 58 | 510 | 812961017115 | CRATE | 1 | Quickship | N/A | US
|  |  |  | LCS48RH1S | LCS48 3/4HP 1PH 330RPM ODP | 1782 | 56 | 54 | 58 | 510 | 812961017122 | CRATE | 1 | Quickship | N/A | US
|  |  |  | LCS48RH3S | LCS48 3/4HP 3PH 330RPM ODP | 1685 | 56 | 54 | 58 | 510 | 812961017139 | CRATE | 1 | Quickship | N/A | US
|  |  |  | LCS48SH1S | LCS48 1HP 1PH 365RPM ODP | 1947 | 56 | 54 | 58 | 510 | 812961017146 | CRATE | 1 | Quickship | N/A | US
|  |  |  | LCS48SH3S | BLD LCS48 1HP 3PH 365RPM ODP | 1823 | 56 | 54 | 58 | 510 | 812961017153 | CRATE | 1 | Quickship | N/A | US
|  |  |  | LCS48TH1S | LCS48 1 1/2HP 1PH 415RPM ODP | 2088 | 56 | 54 | 58 | 510 | 812961017160 | CRATE | 1 | Quickship | N/A | US
|  |  |  | LCS48TH3S | LCS48 1 1/2HP 3PH 415RPM ODP | 1864 | 56 | 54 | 58 | 510 | 812961017177 | CRATE | 1 | Quickship | N/A | US
|  |  |  | LCS48VH1S | LCS48 2HP 1PH 455RPM ODP | 2277 | 56 | 54 | 58 | 510 | 812961017184 | CRATE | 1 | Quickship | N/A | US
|  |  |  | LCS48VH3S | BLD LCS48 2HP 3PH 455RPM ODP | 1797 | 56 | 54 | 58 | 510 | 812961017191 | CRATE | 1 | Quickship | N/A | US
|  |  |  | LCS54RH1S | LCS54 3/4HP 1PH 270RPM ODP | 2427 | 64 | 49 | 64 | 750 | 812961017207 | CRATE | 1 | Quickship | N/A | US
|  |  |  | LCS54RH3S | LCS54 3/4HP 3PH 270RPM ODP | 2333 | 64 | 49 | 64 | 750 | 812961017214 | CRATE | 1 | Quickship | N/A | US
|  |  |  | LCS54SH1S | LCS54 1HP 1PH 295RPM ODP | 2638 | 64 | 49 | 64 | 750 | 812961017221 | CRATE | 1 | Quickship | N/A | US
|  |  |  | LCS54SH3S | LCS54 1HP 3PH 295RPM ODP | 2515 | 64 | 49 | 64 | 750 | 812961017238 | CRATE | 1 | Quickship | N/A | US
|  |  |  | LCS54TH1S | LCS54 1 1/2HP 1PH 340RPM ODP | 2759 | 64 | 49 | 64 | 750 | 812961017245 | CRATE | 1 | Quickship | N/A | US
|  |  |  | LCS54TH3S | LCS54 1 1/2HP 3PH 340RPM ODP | 2531 | 64 | 49 | 64 | 750 | 812961017252 | CRATE | 1 | Quickship | N/A | US
|  |  |  | LCS54VH1S | LCS54 2HP 1PH 370RPM ODP | 2949 | 64 | 49 | 64 | 750 | 812961017269 | CRATE | 1 | Quickship | N/A | US
|  |  |  | LCS54VH3S | LCS54 2HP 3PH 370RPM ODP | 2463 | 64 | 49 | 64 | 750 | 812961017276 | CRATE | 1 | Quickship | N/A | US
|  |  |  | LCS54WH3S | LCS54 3HP 3PH 425RPM ODP | 2746 | 64 | 49 | 64 | 750 | 812961017283 | CRATE | 1 | Quickship | N/A | US
|  |  |  | LCS60SH1S | LCS60 1HP 1PH 265RPM ODP | 2751 | 72 | 49 | 64 | 790 | 812961017290 | CRATE | 1 | Quickship | N/A | US
|  |  |  | LCS60SH3S | LCS60 1HP 3PH 265RPM ODP | 2626 | 72 | 49 | 64 | 790 | 812961017306 | CRATE | 1 | Quickship | N/A | US
|  |  |  | LCS60TH1S | LCS60 1 1/2HP 1PH 300RPM ODP | 2899 | 72 | 49 | 64 | 790 | 812961017313 | CRATE | 1 | Quickship | N/A | US
|  |  |  | LCS60TH3S | LCS60 1 1/2HP 3PH 300RPM ODP | 2664 | 72 | 49 | 64 | 790 | 812961017320 | CRATE | 1 | Quickship | N/A | US
|  |  |  | LCS60VH1S | LCS60 2HP 1PH 335RPM ODP | 3099 | 72 | 49 | 64 | 790 | 812961017337 | CRATE | 1 | Quickship | N/A | US
|  |  |  | LCS60VH3S | LCS60 2HP 3PH 335RPM ODP | 2595 | 72 | 49 | 64 | 790 | 812961017344 | CRATE | 1 | Quickship | N/A | US
|  |  |  | LCS60WH3S | LCS60 3HP 3PH 380RPM ODP | 2875 | 72 | 49 | 64 | 790 | 812961017351 | CRATE | 1 | Quickship | N/A | US
|  |  |  | LPD061AS | LPD06 CENT-ROOFEX 115V | 505 | 18 | 18 | 10 | 15 | 812482012767 | BOX | 24 | Quickship | N/A | US
|  |  |  | LPD081AS | LPD08 CENT-ROOFEX 115V | 573 | 17 | 17 | 10 | 15 | 812482012774 | BOX | 24 | Quickship | N/A | US
|  |  |  | LT-100 | LT-100 LINT TRAP | 119 | 8 | 8 | 10 | 2.43 | 812482010251 | BOX | 180 | Quickship | 1750 | US
|  |  |  | M13F10X10X2 | MERV 13 FILTER 9.375" X 9.375" X 1.75" | 45 | 10 | 10 | 2 | 0.25 | 810002292552 | BOX | 544 | Residential | 1750 | US
|  |  |  | M13F8X7X2 | MERV 13 FILTER 7-1/4" X 6-1/2" X 2" | 45 | 8 | 8 | 3 | 1 | 810002294006 | BOX | 600 | Residential | 1750 | US
|  |  |  | M13F8X8X2 | MERV 13 FILTER 7.75" X 7.75" X 1.75" | 37 | 8 | 8 | 2 | 0.21 | 810002292545 | BOX | 1020 | Residential | 1750 | US
|  |  |  | M8F10X10X2 | MERV 8 FILTER 9.375" X 9.375" X 1.75" | 28 | 10 | 10 | 2 | 0.25 | 810002292538 | BOX | 544 | Residential | 1750 | US
|  |  |  | M8F8X8X2 | MERV 8 FILTER 7.75" X 7.75" X 1.75" | 29 | 8 | 8 | 2 | 0.21 | 810002292521 | BOX | 1020 | Residential | 1750 | US
|  |  |  | MA220 | MODEL MA220 SHUTTER MOTOR KIT 120 | 372 | 12 | 12 | 12 | 10 | 817418014594 | BOX | 75 | Commercial | N/A | US
|  |  |  | MBR-125 | 5418001300 TD-125 5 IN CIRCULAR CONNECT | 47 | 5 | 5 | 5 | 1 | 812482010633 | BOX | 864 | Residential | 1750 | US
|  |  |  | MBR-150 | 5418002100 TD-150 6 IN CIRCULAR CONNECT | 55 | 10 | 10 | 4 | 2 | 812482010640 | BOX | 240 | Residential | 1750 | US
|  |  |  | MBR-200 | 5418004700 TD-200 8 IN CIRCULAR CONNECT | 67 | 10 | 10 | 4 | 2 | 812482010657 | BOX | 240 | Residential | 1750 | US
|  |  |  | MBR-250 | 5418005400 TD-250 10 IN CIRCULAR CONNECT | 83 | 12 | 12 | 5 | 3 | 812482010664 | BOX | 144 | Residential | 1750 | US
|  |  |  | MBR-315 | 5418061000 TD-315 12.4 IN CIRCULAR CONN | 94 | 12 | 12 | 5 | 2 | 817418018127 | BOX | 144 | Residential | 1750 | US
|  |  |  | MCA-100 | 5418039300 TD-100 DC INLINE BKDRAFT DAMP | 71 | 6 | 6 | 5 | 1 | 812482010794 | BOX | 576 | Quickship | 1750 | US
|  |  |  | MCA-125 | 5418040100 TD-125 DC INLINE BKDRAFT DAMP | 81 | 6 | 5 | 6 | 1 | 812482010800 | BOX | 576 | Quickship | 1750 | US
|  |  |  | MCA-150 | 5418041900 TD-150 DC INLINE BKDRAFT DAMP | 83 | 11 | 9 | 9 | 4 | 812482010817 | BOX | 112 | Quickship | 1750 | US
|  |  |  | MCA-200 | 5418043500 TD-200 DC INLINE BKDRAFT DAMP | 128 | 9 | 9 | 6 | 2 | 812482010824 | BOX | 200 | Quickship | 1750 | US
|  |  |  | MCA-250 | 5418044300 TD-250 DC INLINE BKDRAFT DAMP | 173 | 11 | 11 | 7 | 2 | 812482010831 | BOX | 96 | Quickship | 1750 | US
|  |  |  | MCA-315 | 5418045000 TD-315 DC INLINE BKDRAFT DAMP | 200 | 14 | 14 | 9 | 3 | 812482010848 | BOX | 36 | Quickship | 1750 | US
|  |  |  | MD10 | MOTORIZED DAMPER 10IN 24V | 144 | 14 | 11 | 11 | 4.6 | 810002292729 | BOX | 48 | Quickship | 1750 | US
|  |  |  | MD12 | MOTORIZED DAMPER 12IN 24V | 154 | 16 | 13 | 13 | 5 | 810002292750 | BOX | 30 | Quickship | 1750 | US
|  |  |  | MD14 | MOTORIZED DAMPER 14IN 24V | 166 | 18 | 15 | 15 | 6 | 810002292781 | BOX | 24 | Quickship | 1750 | US
|  |  |  | MD4 | MOTORIZED DAMPER 4IN 24V | 106 | 8 | 5 | 11 | 2.19 | 810002292651 | BOX | 270 | Quickship | 1750 | US
|  |  |  | MD4-ES24VK | FRESH AIR MTRZD DAMPER & CONTROL KIT 4 IN | 211 | 12 | 12 | 8 | 5 | 810002293702 | BOX | 96 | Quickship | 1750 | US
|  |  |  | MD5 | MOTORIZED DAMPER 5IN 24V | 107 | 9 | 6 | 11 | 2.45 | 810002292675 | BOX | 192 | Quickship | 1750 | US
|  |  |  | MD5-ES24VK | FRESH AIR MTRZD DAMPER & CONTROL KIT 5 IN | 212 | 12 | 12 | 8 | 5 | 810002293719 | BOX | 96 | Quickship | 1750 | US
|  |  |  | MD6 | MOTORIZED DAMPER 6IN 24V | 109 | 10 | 7 | 11 | 2.77 | 817418019575 | BOX | 144 | Quickship | 1750 | US
|  |  |  | MD6-ES24VK | FRESH AIR MTRZD DAMPER & CONTROL KIT 6 IN | 214 | 12 | 12 | 8 | 4.17 | 817418019742 | BOX | 96 | Quickship | 1750 | US
|  |  |  | MD8 | MOTORIZED DAMPER 8IN 24V | 120 | 12 | 9 | 11 | 3.36 | 810002292705 | BOX | 90 | Quickship | 1750 | US
|  |  |  | MD8-ES24VK | FRESH AIR MTRZD DAMPER & CONTROL KIT 8 IN | 224 | 14 | 14 | 14 | 5 | 810002293726 | BOX | 24 | Quickship | 1750 | US
|  |  |  | MFL-200 | 5416579000 8IN FILTER BX W/METAL CLIPS | 247 | 11 | 11 | 9 | 5 | 812482011470 | BOX | 84 | Quickship | 1750 | US
|  |  |  | MFL-250 | 5416580800 10IN FILTER BX W/METAL CLIPS | 343 | 15 | 11 | 15 | 7 | 812482011487 | BOX | 36 | Quickship | 1750 | US
|  |  |  | MFL-315 | 5416581600 12.4IN FILTER BX W/METAL CLIP | 381 | 15 | 11 | 15 | 8 | 812482011494 | BOX | 36 | Quickship | 1750 | US
|  |  |  | MG1 | WHITE ENAMELED METAL GRILLE (FF100-300) | 69 | 15 | 15 | 1 | 2 | 812961017368 | BOX | 360 | Commercial | N/A | US
|  |  |  | MGSQB1012 | MOTOR COVER ASSEMBLY SQB 10", 12" | 189 | 15 | 12 | 13 | 11 | 817418017267 | BOX | 36 | Quickship | N/A | US
|  |  |  | MGSQB15 | MOTOR COVER ASSEMBLY SQB 15" | 189 | 20 | 15 | 13 | 16 | 812482019568 | BOX | 1 | Quickship | N/A | US
|  |  |  | MGSQB18 | MOTOR COVER ASSEMBLY SQB 18" | 189 | 20 | 17 | 14 | 18 | 812482019575 | BOX | 1 | Quickship | N/A | US
|  |  |  | MGSQB2024 | MOTOR COVER ASSEMBLY SQB 20-24" | 276 | 23 | 21 | 17 | 24 | 812961019881 | BOX | 1 | Quickship | N/A | US
|  |  |  | MGSQB78 | MOTOR COVER ASSEMBLY SQB 07", 08" | 189 | 15 | 12 | 13 | 11 | 817418017250 | BOX | 36 | Quickship | N/A | US
|  |  |  | MP2781 | MODEL MP2781 SHUTTER MOTOR KIT 1 | 284 | 13 | 6 | 6 | 6 | 812482018998 | BOX | 278 | Quickship | N/A | US
|  |  |  | MRJ100 | 5418009600 4 IN PLASTIC MESH GRILL | 65 | 5 | 5 | 5 | 1 | 812482010732 | BOX | 864 | Residential | 1750 | US
|  |  |  | MRJ125 | 5418013800 5 IN PLASTIC MESH GRILL | 67 | 5 | 5 | 5 | 1 | 812482010749 | BOX | 864 | Residential | 1750 | US
|  |  |  | MRJ150 | 5418011200 6 IN PLASTIC MESH GRILL | 76 | 10 | 10 | 4 | 2 | 812482010756 | BOX | 240 | Residential | 1750 | US
|  |  |  | MRJ200 | 5418010400 8 IN PLASTIC MESH GRILL | 84 | 10 | 10 | 4 | 2 | 812482010763 | BOX | 240 | Residential | 1750 | US
|  |  |  | MRJ250 | 5418014600 10 IN PLASTIC MESH GRILL | 87 | 12 | 12 | 5 | 3 | 812482010770 | BOX | 144 | Residential | 1750 | US
|  |  |  | MTR-ACL | MOTOR FOR ACL UNITS | 720 | 10 | 7 | 7 | 4 | 817418017113 | BOX | 266 | Commercial | N/A | US
|  |  |  | PAL-TR130 | TR130 PALLETIZED-QTY 8 | 10944 | 34 | 44 | 73 | 500 | 810002292323 | PLT | 8 | Residential | N/A | US
|  |  |  | PAL-TR200 | TR200 PALLETIZED-QTY 4 | 6976 | 34 | 44 | 63 | 350 | 810002292330 | PLT | 4 | Residential | N/A | US
|  |  |  | PAL-TR90 | TR90 PALLETIZED-QTY 10 | 11380 | 34 | 44 | 74 | 450 | 810002292347 | PLT | 10 | Residential | N/A | US
|  |  |  | PAL-TR90G | TR90G PALLETIZED-QTY 10 | 10700 | 34 | 44 | 74 | 450 | 810002292354 | PLT | 10 | Residential | N/A | US
|  |  |  | PAL-TRe200 | TRe200 PALLETIZED-QTY 8 | 12256 | 40 | 48 | 73 | 425 | 810002294334 | PLT | 8 | Residential | N/A | US
|  |  |  | PAL-TRe300 | TRe300 PALLETIZED-QTY 4 | 8048 | 40 | 48 | 73 | 300 | 810002294341 | PLT | 4 | Residential | N/A | US
|  |  |  | PAL-TRe90 | TRe90 PALLETIZED-QTY 10 | 13410 | 34 | 44 | 73 | 400 | 810002295737 | PLT | 10 | Residential | N/A | US
|  |  |  | PAL-TRe90H | TRe90H PALLETIZED-QTY 10 | 13410 | 34 | 44 | 73 | 400 | 810002295744 | PLT | 10 | Residential | N/A | US
|  |  |  | PAL-TRLPe110 | TRLPe110 PALLETIZED-QTY 10 | 16580 | 34 | 44 | 73 | 400 | 810002295775 | PLT | 10 | Residential | N/A | US
|  |  |  | PAL-TRLPe110H | TRLPe110H PALLETIZED-QTY 10 | 16580 | 34 | 44 | 73 | 400 | 810002295782 | PLT | 10 | Residential | N/A | US
|  |  |  | PC110XFP | PC110XP CONTRACTOR 4PK MOTOR AND GRILLE | 535 | 14 | 21 | 16 | 24 | 810002293146 | BOX | 20 | Quickship | 1750 | US
|  |  |  | PC110XP | PC AC 110 CFM BATH FAN PB | 209 | 14 | 16 | 12 | 11.59 | 810002293153 | BOX | 30 | Quickship | 1750 | US
|  |  |  | PC150XP | PC AC 150 CFM BATH FAN PB | 255 | 14 | 16 | 12 | 11.28 | 810002293207 | BOX | 30 | Quickship | 1750 | US
|  |  |  | PC3S | 3 SWITCH CONTROL FOR PC FAN OPTIONS | 31 | 4 | 2 | 1 | 1 | 817418014730 | BOX | 864 | Quickship | 1750 | US
|  |  |  | PC50G-1 | REPLACEMENT GRILLE PC50, PCV50, PCV80 | 28 | 12 | 12 | 1 | 0.5 | 817418019728 | BOX | 864 | Quickship | 1750 | US
|  |  |  | PC50XP | PC FAN 50 CFM | 131 | 15 | 11 | 8 | 8 | 810002294372 | BOX | 63 | Quickship | 1750 | US
|  |  |  | PC80XFP | PC80XP CONTRACTOR 4PK MOTOR & GRILLE | 506 | 14 | 21 | 16 | 24 | 810002293252 | BOX | 16 | Quickship | 1750 | US
|  |  |  | PC80XP | PC AC 80 CFM BATH FAN PB | 202 | 14 | 16 | 12 | 11.06 | 810002293269 | BOX | 48 | Quickship | 1750 | US
|  |  |  | PCD110XIAQS | CLEARANCE PCD110X W/ VOC/HUM | 105 | 15 | 15 | 11 | 11 | 817418017830 | BOX | 30 | Residential | 1750 | US
|  |  |  | PCD110XP | PC DC 30-140 CFM MOT/HUM BATH FAN PB | 302 | 14 | 16 | 12 | 11 | 810002293351 | BOX | 48 | Quickship | 1750 | US
|  |  |  | PCD80XH | PC DC 80 CFM HUMIDITY SENSOR FAN | 50 | 15 | 11 | 8 | 7 | 810002292262 | BOX | 80 | Residential | 1750 | US
|  |  |  | PCD80XHP | PC DC 80 CFM EXHAUST FAN | 165 | 9 | 9 | 5.75 | 7 | 810002295423 | BOX | 80 | Quickship | 1750 | US
|  |  |  | PCDC6 | PREMIUM CHOICE 6" DUCT CONNECTOR | 9.27 | 8 | 8 | 8 | 1 | 817418014945 | BOX | 210 | Residential | 1750 | US
|  |  |  | PCDLEDMGP | PC MOTION SENSING LED LIGHTED GRILLE ONLY | 220 | 14 | 4 | 13 | 2 | 810002295485 | BOX | 202 | Quickship | 1750 | US
|  |  |  | PCDLMGP | PC MOTION SENSING LIGHTED GRILLE ONLY | 112 | 14 | 4 | 13 | 2 | 810002293375 | BOX | 864 | Quickship | 1750 | US
|  |  |  | PCDLMGRDP | PCD110XP LIGHTED MOTION & RAD DAMPER | 229 | 16 | 16 | 10 | 7.85 | 810002293382 | BOX | 48 | Residential | 1750 | US
|  |  |  | PCGP | PC PLASTIC GRILLE | 36 | 14 | 1 | 13 | 1 | 810002293399 | BOX | 336 | Quickship | 1750 | US
|  |  |  | PCHP | PC 80XP/110XP CONTRACTOR 4PK HOUSING | 248 | 24 | 30 | 9 | 22 | 810002293405 | BOX | 14 | Quickship | 1750 | US
|  |  |  | PCHS | PREMIUM CHOICE HUMIDITY SENSOR | 78 | 8 | 6 | 4 | 1 | 817418014709 | BOX | 864 | Quickship | 1750 | US
|  |  |  | PCHSP | PC AC BATH FAN HUMIDITY SENSOR | 78 | 6 | 3 | 3 | 1 | 810002293412 | BOX | 2000 | Quickship | 1750 | US
|  |  |  | PCIAQSP | PC AC BATH FAN VOC/HUMIDITY SENSOR | 151 | 8 | 6 | 4 | 0.9 | 810002293429 | BOX | 2000 | Residential | 1750 | US
|  |  |  | PCLEDKP | PC LED LIGHT GRILLE KIT | 139 | 17 | 17 | 14 | 6 | 810002293436 | BOX | 200 | Quickship | 1750 | US
|  |  |  | PCLEDKRDP | PC LED LIGHT GRILLE & RADIATION DAMPER | 255 | 16 | 16 | 10 | 8 | 810002293559 | BOX | 48 | Quickship | 1750 | US
|  |  |  | PCLEDMHKP | PC AC MOTION SENS/HUMID LED LIGHT GRILLE KIT | 305 | 14 | 4 | 13 | 2 | 810002295478 | BOX | 200 | Residential | 1750 | US
|  |  |  | PCLKP | PC CFL LIGHT GRILLE KIT | 103 | 14 | 4 | 13 | 2 | 810002293443 | BOX | 120 | Residential | 1750 | US
|  |  |  | PCLMHKP | PC AC MOTION SENS/HUMID LIGHT GRILLE KIT | 212 | 14 | 4 | 13 | 2 | 810002293467 | BOX | 72 | Residential | 1750 | US
|  |  |  | PCLMHKP | PREM CHOICE LOW PROFILE 100CFM BATH FAN | 40 | 14 | 16 | 6 | 7 | 817418014990 | BOX | 102 | Residential | 1750 | US
|  |  |  | PCLP100 | PCLP 100 CFM BATH FAN | 40 | 14 | 16 | 6 | 7 | 817418014990 | BOX | 102 | Residential | 1750 | US
|  |  |  | PCLP100F | PCLP100 CONTRACTOR 4PK MOTOR & GRILLE | 105 | 14 | 14 | 16.5 | 17.2 | 817418018066 | BOX | 16 | Residential | 1750 | US
|  |  |  | PCLP100XP | PCLP 100 CFM BATH FAN PB | 129 | 14 | 16 | 6 | 7 | 810002294273 | BOX | 102 | Quickship | 1750 | US
|  |  |  | PCLP100XPF | PCLP100XP CONTRACTOR 4PK MOTOR & GRILLE | 323 | 14 | 14 | 16.5 | 22 | 810002294327 | BOX | 16 | Quickship | 1750 | US
|  |  |  | PCLP80XP | PCLP 80 CFM BATH FAN PB | 123 | 14 | 16 | 6 | 7 | 810002294266 | BOX | 102 | Quickship | 1750 | US
|  |  |  | PCLP80XPF | PCLP80XP CONTRACTOR 4PK MOTOR & GRILLE | 304 | 19 | 15 | 15 | 22 | 810002294310 | BOX | 16 | Quickship | 1750 | US
|  |  |  | PCLPD100XHP | PCLPD 100 CFM BATH FAN | 173 | 14 | 16 | 6 | 7 | 810002295379 | BOX | 102 | Quickship | 1750 | US
|  |  |  | PCLPG | REPLACEMENT GRILLE PCLP | 36 | 1 | 8 | 8 | 0.5 | 810002292576 | BOX | 864 | Quickship | 1750 | US
|  |  |  | PCLPH | PCLP110F HOUSING CONTRACTOR 4PK | 50 | 25 | 25 | 9 | 12 | 817418017373 | BOX | 14 | Residential | 1750 | US
|  |  |  | PCLPHS | PC LOW PROFILE HUMIDITY SENSOR | 16 | 8 | 6 | 4 | 1 | 817418016581 | BOX | 864 | Residential | 1750 | US
|  |  |  | PCLPHSP | PCLP HUMIDITY SENSOR PB | 65 | 8 | 6 | 4 | 1 | 810002294297 | BOX | 864 | Quickship | 1750 | US
|  |  |  | PCLPHXP | PCLP80/100XP CONTRACTOR 4PK HOUSING | 164 | 25 | 25 | 9 | 11 | 810002294303 | BOX | 14 | Quickship | 1750 | US
|  |  |  | PCLPLEDK | PREMIUM CHOICE LOW PROFILE LIGHT KIT LED | 139 | 15 | 14 | 4 | 2 | 817418016598 | BOX | 90 | Quickship | 1750 | US
|  |  |  | PCLPR4-3 | PCLP 4IN OVAL TO 3IN ROUND REDUCER | 0 | 6 | 4 | 4 | 0.25 |  | BOX | 4000 | Quickship | 1750 | US
|  |  |  | PCLPSC | PREMIUM CHOICE LOW PROFILE SPEED CONTROL | 16 | 8 | 6 | 4 | 1 | 817418016604 | BOX | 864 | Residential | 1750 | US
|  |  |  | PCLPSCP | PCLP SPEED CONTROL PB | 65 | 8 | 6 | 4 | 1 | 810002294280 | BOX | 864 | Quickship | 1750 | US
|  |  |  | PCMG | PREMIUM CHOICE PC80,110,150 METAL GRILLE | 16 | 14 | 14 | 5 | 2 | 817418014921 | BOX | 180 | Residential | 1750 | US
|  |  |  | PCMGKRD | PC METAL GRILLE & RADIATION DAMPER | 171 | 16 | 16 | 10 | 7.85 | 817418017779 | BOX | 48 | Quickship | 1750 | US
|  |  |  | PCMGKRDP | PC METAL GRILLE & RADIATION DAMPER | 160 | 16 | 16 | 10 | 7.2 | 810002293481 | BOX | 48 | Quickship | 1750 | US
|  |  |  | PCMGP | PC METAL GRILLE | 52 | 14 | 1 | 13 | 2 | 810002293498 | BOX | 216 | Quickship | 1750 | US
|  |  |  | PCMHKP | PC AC MOTION SENSING/HUMIDITY GRILLE KIT | 103 | 14 | 4 | 13 | 2 | 810002293504 | BOX | 72 | Residential | 1750 | US
|  |  |  | PCMHKRDP | PC MOTION/HUMIDITY KIT & RAD DAMPER | 271 | 16 | 16 | 10 | 7.3 | 810002293511 | BOX | 48 | Quickship | 1750 | US
|  |  |  | PCMRG | PC MOTION SENSING REPLACEMENT GRILLE | 51 | 1 | 8 | 8 | 0.5 | 817418018158 | BOX | 864 | Residential | 1750 | US
|  |  |  | PCMRGP | PC MOTION SENSING GRILLE ONLY | 51 | 14 | 2 | 13 | 1 | 810002293528 | BOX | 312 | Quickship | 1750 | US
|  |  |  | PCMRGRDP | PC MOTION GRILLE AND RADIATION DAMPER | 169 | 13 | 13 | 5 | 4 | 810002293344 | BOX | 117 | Quickship | 1750 | US
|  |  |  | PCRD | PC FAN RADIATION DAMPER | 119 | 12 | 3 | 10 | 4 | 817418014761 | BOX | 312 | Residential | 1750 | US
|  |  |  | PCSC | PREMIUM CHOICE SPEED CONTROL | 78 | 8 | 6 | 4 | 1 | 817418014693 | BOX | 864 | Quickship | 1750 | US
|  |  |  | PCSCP | PC AC BATH FAN SPEED CONTROL | 78 | 6 | 3 | 3 | 0.63 | 810002293542 | BOX | 2000 | Quickship | 1750 | US
|  |  |  | PCV50 | PC VALUE 50 CFM BATH FAN | 68 | 15 | 11 | 8 | 7 | 817418017694 | BOX | 63 | Quickship | 1750 | US
|  |  |  | PCV50F | PCV50 CONTRACTOR 4PK MOTOR & GRILLE | 124 | 11 | 17 | 13 | 11 | 817418017700 | BOX | 16 | Quickship | 1750 | US
|  |  |  | PCV50H | PCV50 CONTRACTOR 4PK HOUSING | 105 | 19 | 22 | 7 | 17 | 817418017717 | BOX | 14 | Quickship | 1750 | US
|  |  |  | PCV80 | PC VALUE 80 CFM BATH FAN E-STAR | 107 | 15 | 11 | 8 | 7 | 817418017724 | BOX | 80 | Quickship | 1750 | US
|  |  |  | PCV80F | PCV80 CONTRACTOR 4PK MOTOR & GRILLE | 248 | 11 | 17 | 13 | 11 | 817418017731 | BOX | 16 | Quickship | 1750 | US
|  |  |  | PCV80H | PCV80 CONTRACTOR 4PK HOUSING | 130 | 19 | 22 | 7 | 17 | 817418017748 | BOX | 14 | Quickship | 1750 | US
|  |  |  | PCVGP | REPLACEMENT GRILLE FOR PC50XP AND PCD80XHP | 28 | 12 | 12 | 1 | 0.5 | 810002294419 | BOX | 864 | Quickship | 1750 | US
|  |  |  | PCVLEDKP | PCV LED GRILLE, PC50XP | 133 | 1 | 8 | 8 | 1 | 810002294426 | BOX | 90 | Quickship | 1750 | US
|  |  |  | PCVLEDKRDP | PCVLEDKRDP KIT INCLUDES PCVLEDKP AND PCVRD | 237 | N/A | N/A | N/A | 4.3 | N/A | BOX | 48 | Quickship | 1750 | US
|  |  |  | PCVLK | PC VALUE LIGHT KIT CFL | 25 | 1 | 8 | 8 | 1 | 817418018073 | BOX | 90 | Residential | 1750 | US
|  |  |  | PCVRD | PCV FAN RADIATION DAMPER | 101 | 11 | 10 | 3 | 3.3 | 817418017762 | BOX | 220 | Quickship | 1750 | US
|  |  |  | PDR6-4 | PLASTIC DUCT REDUCER 6IN TO 4IN | 8 | 7 | 7 | 5 | 0.5 | 810002294198 | BOX | 360 | Quickship | 1750 | US
|  |  |  | PER-100W | 4IN PLASTIC LOUVER SHUTTER 1423W | 20 | 10 | 10 | 4 | 1 | 812482011227 | BOX | 450 | Quickship | 1750 | US
|  |  |  | PER-150W | 6IN PLASTIC LOUVER SHUTTER 361W | 31 | 10 | 10 | 4 | 1 | 812482011241 | BOX | 240 | Quickship | 1750 | US
|  |  |  | PER-200W | 5406079300 8IN PLASTIC LOUVER SHUTTER | 88 | 10 | 10 | 4 | 2 | 812482011258 | BOX | 240 | Quickship | 1750 | US
|  |  |  | PER-250W | 5406060300 10IN PLASTIC LOUVER SHUTTER | 95 | 13 | 13 | 4 | 2 | 812482011265 | BOX | 135 | Quickship | 1750 | US
|  |  |  | PER-355W | 5406061100 HCGB-12 PLAST LOUVER SHUTTER | 118 | 17 | 17 | 5 | 3 | 812482011272 | BOX | 72 | Quickship | 1750 | US
|  |  |  | PER-450W | 5406063700 HCGB-18 PLAST LOUVER SHUTTER | 147 | 21 | 21 | 5 | 4 | 812482011296 | BOX | 48 | Quickship | 1750 | US
|  |  |  | PER-500W | 5406064500 HCGB-20 PLAST LOUVER SHUTTER | 180 | 23 | 23 | 5 | 5 | 812482011302 | BOX | 24 | Quickship | 1750 | US
|  |  |  | PF-BRKT | METAL MOUNTING BRACKET | 10 | 10 | 10 | 4 | 2 | 817418018110 | BOX | 840 | Residential | 1750 | US
|  |  |  | PG-100 | FAB 4" FIXED PLASTIC GRILL W/STL COLLAR | 25 | 5 | 5 | 5 | 1 | 817418011128 | BOX | 864 | Quickship | 1750 | US
|  |  |  | PG-150 | 6" FIXED PLASTIC GRILL W/STEEL COLLAR | 30 | 8 | 8 | 8 | 2 | 817418011135 | BOX | 210 | Quickship | 1750 | US
|  |  |  | PRF-100 | 4" INLINE RADON FAN, FULLY SEALED | 224 | 11.6 | 11.1 | 12.6 | 6.6 | 817418018097 | BOX | 60 | Residential | 1750 | US
|  |  |  | PRFIK-43 | PRF INSTALLATION KIT 4X3 BLACK | 98 | 9 | 9 | 7 | 3.5 | 817418019018 | BOX | 180 | Residential | 1750 | US
|  |  |  | PRFIK-44 | PRF INSTALLATION KIT 4X4 BLACK | 89 | 9 | 9 | 7 | 3.5 | 817418019025 | BOX | 180 | Residential | 1750 | US
|  |  |  | PR-M | PRF MANOMETER & LABEL KIT | 36 | 5 | 5 | 5 | 0.25 | 817418019001 | BOX | 1008 | Residential | 1750 | US
|  |  |  | PV-100X | 5145896300 PV 4IN-X | 266 | 14 | 14 | 10 | 9.22 | 812482010015 | BOX | 36 | Quickship | 1750 | US
|  |  |  | PV-100XPS | FAB PV-100X & PRESSURE SWITCH KIT | 365 | 14 | 14 | 9 | 10.4 | 812482010206 | BOX | 36 | Quickship | 1750 | US
|  |  |  | PV-125X | 5145896400 PV 5IN- X | 269 | 14 | 14 | 9 | 10 | 812482010039 | BOX | 36 | Quickship | 1750 | US
|  |  |  | PV-150X | 5145896500 PV 6IN- X | 333 | 17 | 17 | 9 | 14 | 812482010053 | BOX | 36 | Quickship | 1750 | US
|  |  |  | PV-200X | 5145896600 PV 8IN- X (120V60HZ) | 465 | 17 | 17 | 9 | 16 | 812482010077 | BOX | 36 | Quickship | 1750 | US
|  |  |  | PV-250X | 5145896700 PV 10IN- X | 532 | 17 | 17 | 9 | 16 | 812482010091 | BOX | 36 | Quickship | 1750 | US
|  |  |  | PV-315X | 5145611900 PV 12.4IN- X | 723 | 19 | 19 | 11 | 20 | 812482010114 | BOX | 20 | Quickship | 1750 | US
|  |  |  | PV-DEDPV | PV-100X DEDPV 705 DRYER BOOSTER FAN | 576 | 22 | 13 | 12 | 11 | 810002293986 | BOX | 30 | Quickship | 1750 | US
|  |  |  | R24V | R24 GENERAL PURPOSE SWITCHING RELAY | 33 | 3 | 2 | 2 | 1 | 810002295911 | BOX | 320 | Residential | N/A | US
|  |  |  | RC-10 | 10" ROOF CAP | 95 | 18 | 18 | 14 | 9 | 812482011807 | BOX | 16 | Quickship | 1750 | US
|  |  |  | RC-4 | 4" ROOF CAP | 59 | 14 | 14 | 10 | 4 | 812482011777 | BOX | 36 | Quickship | 1750 | US
|  |  |  | RC-6 | 6" ROOF CAP | 91 | 14 | 14 | 14 | 6 | 812482011784 | BOX | 24 | Quickship | 1750 | US
|  |  |  | RC-8 | 8" ROOF CAP | 95 | 18 | 18 | 14 | 7 | 812482011791 | BOX | 16 | Quickship | 1750 | US
|  |  |  | RCXII06S | 6" RCX GRAVITY VENT E/S | 177 | 18 | 18 | 17 | 15 | 812482012507 | BOX | 12 | Quickship | N/A | US
|  |  |  | RCXII06SFS | 6" RCX GRAVITY VENT SELF FLASHING | 175 | 18 | 18 | 17 | 15 | 812482012637 | BOX | 12 | Quickship | N/A | US
|  |  |  | RCXII08S | 8" RCX GRAVITY VENT E/S | 189 | 18 | 18 | 17 | 15 | 812482012514 | BOX | 12 | Quickship | N/A | US
|  |  |  | RCXII08SFS | 8" RCX GRAVITY VENT SELF FLASHING | 187 | 18 | 18 | 19 | 15 | 812482012644 | BOX | 12 | Quickship | N/A | US
|  |  |  | RCXII10S | 10" RCX GRAVITY VENT E/S | 236 | 25 | 25 | 19 | 15 | 812482012521 | BOX | 6 | Quickship | N/A | US
|  |  |  | RCXII10SFS | 10" RCX GRAVITY VENT SELF FLASHING | 233 | 25 | 25 | 19 | 15 | 812482012651 | BOX | 6 | Quickship | N/A | US
|  |  |  | RCXII12S | 12" RCX GRAVITY VENT E/S | 258 | 25 | 25 | 19 | 15 | 812482012538 | BOX | 6 | Quickship | N/A | SG
|  |  |  | RCXII12SFS | 12" RCX GRAVITY VENT SELF FLASHING | 253 | 25 | 25 | 19 | 15 | 812482012668 | BOX | 6 | Quickship | N/A | SG
|  |  |  | RCXII14S | 14" RCX GRAVITY VENT E/S | 341 | 30 | 30 | 28 | 20 | 812482012545 | BOX | 2 | Quickship | N/A | SG
|  |  |  | RCXII14SFS | 14" RCX GRAVITY VENT E/S SELF FLASHING | 340 | 30 | 30 | 25 | 20 | 812482012675 | BOX | 2 | Quickship | N/A | SG
|  |  |  | RCXII16S | 16" RCX GRAVITY VENT E/S | 343 | 30 | 30 | 25 | 18 | 812482012552 | BOX | 2 | Quickship | N/A | SG
|  |  |  | RCXII16SFS | 16" RCX GRAVITY VENT E/S SELF FLASHING | 341 | 30 | 30 | 25 | 25 | 812482012682 | BOX | 2 | Quickship | N/A | SG
|  |  |  | RCXII18S | 18" RCX GRAVITY VENT E/S | 429 | 30 | 30 | 25 | 20 | 812482012569 | BOX | 2 | Quickship | N/A | SG
|  |  |  | RCXII18SFS | 18" RCX GRAVITY VENT SELF FLASHING | 428 | 30 | 30 | 25 | 25 | 812482012699 | CRATE | 1 | Quickship | N/A | SG
|  |  |  | RCXII20S | 20" RCX GRAVITY VENT E/S | 484 | 30 | 30 | 25 | 30 | 812482012576 | BOX | 2 | Quickship | N/A | SG
|  |  |  | RCXII20SFS | 20" RCX GRAVITY VENT SELF FLASHING | 482 | 36 | 36 | 30 | 70 | 812482012705 | CRATE | 1 | Quickship | N/A | SG
|  |  |  | RCXII24S | BLD 24" RCX GRAVITY VENT E/S | 984 | 47 | 47 | 31 | 65 | 812482012583 | BOX | 4 | Commercial | N/A | SG
|  |  |  | RCXII26S | BLD 26" RCX GRAVITY VENT E/S | 1074 | 47 | 47 | 31 | 75 | 812482012590 | CRATE | 4 | Commercial | N/A | US
|  |  |  | RCXII30S | BLD 30" RCX GRAVITY VENT E/S | 1151 | 50 | 50 | 31 | 85 | 812482012606 | BOX | 3 | Commercial | N/A | US
|  |  |  | RCXII33S | BLD 33" RCX GRAVITY VENT E/S | 1620 | 60 | 60 | 33 | 105 | 812482012613 | CRATE | 2 | Commercial | N/A | US
|  |  |  | RCXII36S | BLD 36" RCX GRAVITY VENT E/S | 1714 | 60 | 60 | 33 | 105 | 812482012620 | CRATE | 2 | Commercial | N/A | US
|  |  |  | RD1 | RADIATION FIRE DAMPER (L100EL thru L300EL) | 224 | 13 | 13 | 4 | 4 | 812961017375 | BOX | 135 | Commercial | N/A | US
|  |  |  | RD3 | RADIATION FIRE DAMPER (L900L/1500L) | 382 | 12 | 12 | 6 | 10 | 812961017399 | BOX | 132 | Commercial | N/A | US
|  |  |  | RF10-160AC | OUTSIDE AIR FAN FOR 6" ROUND DUCT AC MOTOR | 393 | 12 | 23 | 13 | 23 | 817418019636 | BOX | 30 | Residential | 1750 | US
|  |  |  | RF10-160AC-ES24V | OUTSIDE AIR FAN FOR 6" ROUND DUCT AC MOTOR ES24V CONTROL MOUNTED | 459 | 12 | 23 | 13 | 24 | 817418019643 | BOX | 30 | Residential | 1750 | US
|  |  |  | RF10-160AC-P | OUTSIDE AIR FAN FOR 6" ROUND DUCT AC MOTOR EXCLUDES POWER CORD | 390 | 12 | 23 | 13 | 23 | 817418019674 | BOX | 30 | Residential | 1750 | US
|  |  |  | RF10-160AC-P-ES24V | OUTSIDE AIR FAN FOR 6" ROUND DUCT AC MOTOR ES24V CONTROL MOUNTED EXCLUDES POWER CORD | 455 | 12 | 23 | 13 | 24 | 817418019681 | BOX | 30 | Residential | 1750 | US
|  |  |  | RF10-160EC | OUTSIDE AIR FAN FOR 6" ROUND DUCT EC MOTOR | 659 | 12 | 23 | 13 | 20 | 817418019650 | BOX | 30 | Residential | 1750 | US
|  |  |  | RF10-160EC-ES24V | OUTSIDE AIR FAN FOR 6" ROUND DUCT EC MOTOR ES24V CONTROL MOUNTED | 800 | 12 | 23 | 13 | 22 | 817418019667 | BOX | 30 | Residential | 1750 | US
|  |  |  | RF10-160EC-P | OUTSIDE AIR FAN FOR 6" ROUND DUCT EC MOTOR EXCLUDES POWER CORD | 665 | 12 | 23 | 13 | 20 | 817418019698 | BOX | 30 | Residential | 1750 | US
|  |  |  | RF10-160EC-P-ES24V | OUTSIDE AIR FAN FOR 6" ROUND DUCT EC MOTOR ES24V CONTROL MOUNTED EXCLUDES POWER CORD | 775 | 12 | 23 | 13 | 22 | 817418019704 | BOX | 30 | Residential | 1750 | US
|  |  |  | RF8-120AC | LOW PROFILE OUTSIDE AIR FAN FOR 6" ROUND DUCT AC MOTOR | 345 | 10 | 20 | 12 | 17 | 817418019599 | BOX | 40 | Residential | 1750 | US
|  |  |  | RF8-120AC-ES24V | LOW PROFILE OUTSIDE AIR FAN FOR 6" ROUND DUCT AC MOTOR ES24V CONTROL MOUNTED | 441 | 10 | 20 | 12 | 18 | 817418019605 | BOX | 40 | Residential | 1750 | US
|  |  |  | RF8-120EC | LOW PROFILE OUTSIDE AIR FAN FOR 6" ROUND DUCT EC MOTOR | 618 | 10 | 20 | 12 | 15 | 817418019612 | BOX | 40 | Residential | 1750 | US
|  |  |  | RF8-120EC-ES24V | LOW PROFILE OUTSIDE AIR FAN FOR 6" ROUND DUCT EC MOTOR ES24V CONTROL MOUNTED | 763 | 10 | 20 | 12 | 16 | 817418019629 | BOX | 40 | Residential | 1750 | US
|  |  |  | RFV8-120AC-ES24V | OUTSIDE VALUE AIR FAN FOR 6" ROUND DUCT AC MOTOR ES24V CONTROL MOUNTED | 346 | 10 | 20 | 12 | 15 | 810002292248 | BOX | 40 | Residential | 1750 | US
|  |  |  | S3GA12CB | FAB S3GA12 WITH COUNTERWEIGHT KIT | 154 | 18 | 18 | 4 | 8 | 812482018950 | BOX | 100 | Commercial | N/A | US
|  |  |  | S3GA16CB | FAB S3GA16 WITH COUNTERWEIGHT KIT | 182 | 21 | 21 | 4 | 10 | 812482018967 | BOX | 74 | Quickship | N/A | US
|  |  |  | S3GA20CB | FAB S3GA20 WITH COUNTERWEIGHT KIT | 273 | 24 | 24 | 4 | 11 | 812482018974 | BOX | 56 | Commercial | N/A | US
|  |  |  | S3GA20RF | MODEL S3GA 20" X 20" AL BLD/GALV | 232 | 24 | 24 | 4 | 10 | 817418014518 | BOX | 56 | Commercial | N/A | US
|  |  |  | S3GA24CB | FAB S3GA24 WITH COUNTERWEIGHT KIT | 437 | 28 | 28 | 4 | 18 | 812482018981 | BOX | 41 | Commercial | N/A | US
|  |  |  | S3GA26CB | FAB S3GA26 WITH COUNTERWEIGHT KIT | 437 | 31 | 4 | 31 | 14 | 810002293047 | BOX | 33 | Quickship | N/A | US
|  |  |  | S3GA26RF | MODEL S3GA 26" X 26" AL BLD/GAL | 259 | 30 | 30 | 4 | 18 | 817418014525 | BOX | 36 | Commercial | N/A | US
|  |  |  | S3GA32RF | MODEL S3GA 32" X 32" AL BLD/GALV | 315 | 38 | 38 | 4 | 22 | 817418014532 | BOX | 22 | Commercial | N/A | US
|  |  |  | S3GA34CB | S3GA34 WITH COUNTERWEIGHT KIT | 384 | 32 | 32 | 4 | 25 | 810002293054 | BOX | 31 | Quickship | N/A | US
|  |  |  | S3GA38RF | MODEL S3GA 38" X 38" AL BLD/GALV | 427 | 42 | 42 | 4 | 24 | 817418014549 | BOX | 18 | Commercial | N/A | US
|  |  |  | S3GA44RF | MODEL S3GA 44" X 44" AL BLD/GALV | 590 | 49 | 49 | 4 | 32 | 817418014556 | BOX | 13 | Commercial | N/A | US
|  |  |  | S3GA50RF | MODEL S3GA 50" X 50" AL BLD/GALV | 679 | 54 | 54 | 4 | 40 | 817418014563 | BOX | 11 | Commercial | N/A | US
|  |  |  | S3GA56 | MODEL S3GA 56" X 56" AL BLD/GALV | 870 | 60 | 60 | 4 | 45 | 817418010121 | BOX | 9 | Commercial | N/A | US
|  |  |  | S3GA56RF | MODEL S3GA 56" X 56" AL BLD/GALV | 870 | 60 | 60 | 4 | 45 | 817418014570 | BOX | 9 | Commercial | N/A | US
|  |  |  | S3GA62 | MODEL S3GA 62" X 62" AL BLD/GALV | 1037 | 66 | 66 | 4 | 50 | 817418010138 | BOX | 7 | Commercial | N/A | US
|  |  |  | S3GA62RF | MODEL S3GA 62" X 62" AL BLD/GALV | 1037 | 66 | 66 | 4 | 50 | 817418014587 | BOX | 7 | Commercial | N/A | US
|  |  |  | SCO2-W | CARBON DIXODE CONTROL WALL MOUNT | 1015 | 4 | 6 | 3 | 1 | 812482010626 | BOX | 210 | Residential | N/A | US
|  |  |  | SCR-10 | KBWC-110K (4 X 4) SPD CTRL-ROTARY-HD | 111 | 5 | 5 | 5 | 2 | 812482011890 | BOX | 864 | Commercial | 1750 | US
|  |  |  | SCR-15 | KBWC-115K SPEED CONTROL (ROTARY TYPE) HD | 145 | 5 | 5 | 5 | 2 | 812482011906 | BOX | 864 | Commercial | 1750 | US
|  |  |  | SCR210 | KBWC210K SPEED CONTROL (ROTARY TYPE) HD | 120 | 8 | 8 | 8 | 4 | 812482011913 | BOX | 210 | Commercial | 1750 | US
|  |  |  | SCS5 | SPEED CONTROL SLIDE TYPE 6637-OPW | 116 | 5 | 5 | 5 | 1 | 812482011852 | BOX | 864 | Commercial | 1750 | US
|  |  |  | SC-TRCe | SPEED CONTROL FOR ERV WITH EC MOTOR | 119 | 8 | 8 | 8 | 3 | 810002292361 | BOX | 210 | Residential | N/A | US
|  |  |  | SDB06MH1S | BLD SDB06 1/4HP 1PH 2000 RPM ODP | 983 | 31.5 | 31.5 | 38.75 | 104.49 | 817418015140 | CRATE | 1 | Quickship | N/A | US
|  |  |  | SDB06MH3S | SDB06 1/4HP 3PH 2000 RPM ODP | 1133 | 31.5 | 31.5 | 38.75 | 112.99 | 817418015447 | CRATE | 1 | Commercial | N/A | US
|  |  |  | SDB06ML1S | BLD SDB06 1/4HP 1PH 1600 RPM ODP | 983 | 31.5 | 31.5 | 38.75 | 104.96 | 817418015126 | CRATE | 1 | Quickship | N/A | US
|  |  |  | SDB06ML3S | SDB06 1/4HP 3PH 1600 RPM ODP | 1133 | 31.5 | 31.5 | 38.75 | 113.57 | 817418015423 | CRATE | 1 | Commercial | N/A | US
|  |  |  | SDB06MM1S | BLD SDB06 1/4HP 1PH 1800 RPM ODP | 983 | 31.5 | 31.5 | 38.75 | 104.49 | 817418015133 | CRATE | 1 | Quickship | N/A | US
|  |  |  | SDB06MM3S | SDB06 1/4HP 3PH 1800 RPM ODP | 1133 | 31.5 | 31.5 | 38.75 | 112.99 | 817418015430 | CRATE | 1 | Commercial | N/A | US
|  |  |  | SDB07MH1S | BLD SDB07 1/4HP 1PH 2000 RPM ODP | 983 | 31.5 | 31.5 | 38.75 | 103.33 | 817418015171 | CRATE | 1 | Quickship | N/A | US
|  |  |  | SDB07MH3S | SDB07 1/4HP 3PH 2000 RPM ODP | 1140 | 31.5 | 31.5 | 38.75 | 111.83 | 817418015478 | CRATE | 1 | Commercial | N/A | US
|  |  |  | SDB07ML1S | BLD SDB07 1/4HP 1PH 1600 RPM ODP | 983 | 31.5 | 31.5 | 38.75 | 103.91 | 817418015157 | CRATE | 1 | Quickship | N/A | US
|  |  |  | SDB07ML3S | SDB07 1/4HP 3PH 1600 RPM ODP | 1133 | 31.5 | 31.5 | 38.75 | 112.41 | 817418015454 | CRATE | 1 | Commercial | N/A | US
|  |  |  | SDB07MM1S | BLD SDB07 1/4HP 1PH 1800 RPM ODP | 983 | 31.5 | 31.5 | 38.75 | 103.33 | 817418015164 | CRATE | 1 | Quickship | N/A | US
|  |  |  | SDB07MM3S | SDB07 1/4HP 3PH 1800 RPM ODP | 1133 | 31.5 | 31.5 | 38.75 | 111.83 | 817418015461 | CRATE | 1 | Commercial | N/A | US
|  |  |  | SDB08MH1S | BLD SDB08 1/4HP 1PH 1950 RPM ODP | 983 | 31.5 | 31.5 | 38.75 | 103.38 | 817418015195 | CRATE | 1 | Quickship | N/A | US
|  |  |  | SDB08MH3S | BLD SDB08 1/4HP 3PH 1950 RPM ODP | 1133 | 31.5 | 31.5 | 38.75 | 111.88 | 817418015508 | CRATE | 1 | Commercial | N/A | US
|  |  |  | SDB08ML1S | BLD SDB08 1/4HP 1PH 1550 RPM ODP | 983 | 31.5 | 31.5 | 38.75 | 103.96 | 817418015188 | CRATE | 1 | Quickship | N/A | US
|  |  |  | SDB08ML3S | SDB08 1/4HP 3PH 1550 RPM ODP | 1133 | 31.5 | 31.5 | 38.75 | 112.46 | 817418015485 | CRATE | 1 | Commercial | N/A | US
|  |  |  | SDB08MM1S | BLD SDB08 1/4HP 1PH 1750 RPM ODP | 983 | 31.5 | 31.5 | 38.75 | 103.96 | 817418017168 | CRATE | 1 | Quickship | N/A | US
|  |  |  | SDB08MM3S | BLD SDB08 1/4HP 3PH 1750 RPM ODP | 1133 | 31.5 | 31.5 | 38.75 | 112.46 | 817418015492 | CRATE | 1 | Commercial | N/A | US
|  |  |  | SDB08PH1S | BLD SDB08 1/3HP 1PH 2100 RPM ODP | 984 | 31.5 | 31.5 | 38.75 | 105.38 | 817418015201 | CRATE | 1 | Quickship | N/A | US
|  |  |  | SDB08PH3S | SDB08 1/3HP 3PH 2100 RPM ODP | 1134 | 31.5 | 31.5 | 38.75 | 112.88 | 817418015515 | CRATE | 1 | Commercial | N/A | US
|  |  |  | SDB10MH1S | BLD SDB10 1/4HP 1PH 1600 RPM ODP | 1134 | 31.5 | 31.5 | 38.75 | 104.55 | 817418015225 | CRATE | 1 | Quickship | N/A | US
|  |  |  | SDB10MH3S | SDB10 1/4HP 3PH 1600 RPM ODP | 1201 | 31.5 | 31.5 | 38.75 | 113.05 | 817418015539 | CRATE | 1 | Commercial | N/A | US
|  |  |  | SDB10ML1S | BLD SDB10 1/4HP 1PH 1450 RPM ODP | 1134 | 31.5 | 31.5 | 38.75 | 104.55 | 817418015218 | CRATE | 1 | Quickship | N/A | US
|  |  |  | SDB10ML3S | SDB10 1/4HP 3PH 1450 RPM ODP | 1201 | 32 | 32 | 39 | 113.05 | 817418015522 | CRATE | 1 | Commercial | N/A | US
|  |  |  | SDB10PH1S | BLD SDB10 1/3HP 1PH 1750 RPM ODP | 1158 | 31.5 | 31.5 | 38.75 | 106.55 | 817418015232 | CRATE | 1 | Quickship | N/A | US
|  |  |  | SDB10PH3S | BLD SDB10 1/3HP 3PH 1750 RPM ODP | 1207 | 31.5 | 31.5 | 38.75 | 114.05 | 817418015546 | CRATE | 1 | Commercial | N/A | US
|  |  |  | SDB12MH1S | BLD SDB12 1/4HP 1PH 1400 RPM ODP | 1213 | 35.5 | 35.5 | 40.75 | 117.04 | 817418015249 | CRATE | 1 | Quickship | N/A | US
|  |  |  | SDB12MH3S | BLD SDB12 1/4HP 3PH 1400 RPM ODP | 1284 | 35.5 | 35.5 | 40.75 | 125.54 | 817418015553 | CRATE | 1 | Commercial | N/A | US
|  |  |  | SDB12PH1S | BLD SDB12 1/3HP 1PH 1550 RPM ODP | 1232 | 35.5 | 35.5 | 40.75 | 118.74 | 817418015256 | CRATE | 1 | Quickship | N/A | US
|  |  |  | SDB12PH3S | SDB12 1/3HP 3PH 1550 RPM ODP | 1286 | 36 | 36 | 41 | 126.24 | 817418015560 | CRATE | 1 | Commercial | N/A | US
|  |  |  | SDB12QH1S | BLD SDB12 1/2HP 1PH 1750 RPM ODP | 1222 | 35.5 | 35.5 | 40.75 | 124.24 | 817418017274 | CRATE | 1 | Quickship | N/A | US
|  |  |  | SDB12QH3S | BLD SDB12 1/2HP 3PH 1750 RPM ODP | 1321 | 35.5 | 35.5 | 40.75 | 124.24 | 817418015577 | CRATE | 1 | Quickship | N/A | US
|  |  |  | SDB14MH1S | BLD SDB14 1/4HP 1PH 1100 RPM ODP | 1214 | 35.5 | 35.5 | 40.75 | 117.66 | 817418015270 | CRATE | 1 | Quickship | N/A | US
|  |  |  | SDB14MH3S | BLD SDB14 1/4HP 3PH 1100 RPM ODP | 1322 | 35.5 | 35.5 | 40.75 | 126.14 | 817418015584 | CRATE | 1 | Commercial | N/A | US
|  |  |  | SDB14PH1S | BLD SDB14 1/3HP 1PH 1200 RPM ODP | 1233 | 35.5 | 35.5 | 40.75 | 119.63 | 817418015287 | CRATE | 1 | Quickship | N/A | US
|  |  |  | SDB14PH3S | SDB14 1/3HP 3PH 1200 RPM ODP | 1280 | 35.5 | 35.5 | 40.75 | 127.11 | 817418015591 | CRATE | 1 | Commercial | N/A | US
|  |  |  | SDB14QH1S | BLD SDB14 1/2HP 1PH 1400 RPM ODP | 1259 | 35.5 | 35.5 | 40.75 | 125.11 | 817418015294 | CRATE | 1 | Quickship | N/A | US
|  |  |  | SDB14QH3S | BLD SDB14 1/2HP 3PH 1400 RPM ODP | 1322 | 35.5 | 35.5 | 40.75 | 125.13 | 817418015607 | CRATE | 1 | Quickship | N/A | US
|  |  |  | SDB14RH1S | BLD SDB14 3/4HP 1PH 1550 RPM ODP | 1379 | 35.5 | 35.5 | 40.75 | 132.33 | 817418015300 | CRATE | 1 | Quickship | N/A | US
|  |  |  | SDB14RH3S | BLD SDB14 3/4HP 3PH 1550 RPM ODP | 1324 | 35.5 | 35.5 | 40.75 | 125.33 | 817418015614 | CRATE | 1 | Quickship | N/A | US
|  |  |  | SDB14SH1S | BLD SDB14 1HP 1PH 1750 RPM ODP | 1419 | 35.5 | 35.5 | 40.75 | 134.33 | 817418015317 | CRATE | 1 | Quickship | N/A | US
|  |  |  | SDB14SH3S | SDB14 1HP 3PH 1750 RPM ODP | 1373 | 35.5 | 35.5 | 40.75 | 131.33 | 817418015621 | CRATE | 1 | Quickship | N/A | US
|  |  |  | SDB15MH1S | BLD SDB15 1/4HP 1PH 1000 RPM ODP | 1229 | 39.5 | 39.5 | 41.75 | 130.66 | 817418015324 | CRATE | 1 | Quickship | N/A | US
|  |  |  | SDB15MH3S | SDB15 1/4HP 3PH 1000 RPM ODP | 1354 | 39.5 | 39.5 | 41.75 | 139.14 | 817418015638 | CRATE | 1 | Commercial | N/A | US
|  |  |  | SDB15PH1S | BLD SDB15 1/3HP 1PH 1100 RPM ODP | 1258 | 39.5 | 39.5 | 41.75 | 132.66 | 817418015331 | CRATE | 1 | Quickship | N/A | US
|  |  |  | SDB15PH3S | SDB15 1/3HP 3PH 1100 RPM ODP | 1362 | 39.5 | 39.5 | 41.75 | 140.14 | 817418015645 | CRATE | 1 | Commercial | N/A | US
|  |  |  | SDB15QH1S | BLD SDB15 1/2HP 1PH 1250 RPM ODP | 1291 | 39.5 | 39.5 | 41.75 | 138.68 | 817418015348 | CRATE | 1 | Quickship | N/A | US
|  |  |  | SDB15QH3S | BLD SDB15 1/2HP 3PH 1250 RPM ODP | 1361 | 39.5 | 39.5 | 41.75 | 138.68 | 817418015652 | CRATE | 1 | Quickship | N/A | US
|  |  |  | SDB15RH1S | BLD SDB15 3/4HP 1PH 1450 RPM ODP | 1423 | 39.5 | 39.5 | 41.75 | 145.41 | 817418015355 | CRATE | 1 | Quickship | N/A | US
|  |  |  | SDB15RH3S | BLD SDB15 3/4HP 3PH 1450 RPM ODP | 1366 | 39.5 | 39.5 | 41.75 | 138.41 | 817418015669 | CRATE | 1 | Quickship | N/A | US
|  |  |  | SDB15SH1S | BLD SDB15 1HP 1PH 1600 RPM ODP | 1461 | 39.5 | 39.5 | 41.75 | 147.41 | 817418015362 | CRATE | 1 | Quickship | N/A | US
|  |  |  | SDB15SH3S | SDB15 1HP 3PH 1600 RPM ODP | 1418 | 39.5 | 39.5 | 41.75 | 144.41 | 817418015676 | CRATE | 1 | Quickship | N/A | US
|  |  |  | SDB16MH1S | BLD SDB16 1/4HP 1PH 900 RPM ODP | 1329 | 39.5 | 39.5 | 41.75 | 131.67 | 817418015379 | CRATE | 1 | Quickship | N/A | US
|  |  |  | SDB16MH3S | SDB16 1/4HP 3PH 900 RPM ODP | 1452 | 39.5 | 39.5 | 41.75 | 140.15 | 817418015683 | CRATE | 1 | Commercial | N/A | US
|  |  |  | SDB16PH1S | BLD SDB16 1/3HP 1PH 1000 RPM ODP | 1358 | 39.5 | 39.5 | 41.75 | 133.45 | 817418015386 | CRATE | 1 | Quickship | N/A | US
|  |  |  | SDB16PH3S | SDB16 1/3HP 3PH 1000 RPM ODP | 1459 | 39.5 | 39.5 | 41.75 | 140.93 | 817418015690 | CRATE | 1 | Commercial | N/A | US
|  |  |  | SDB16QH1S | BLD SDB16 1/2HP 1PH 1150 RPM ODP | 1388 | 39.5 | 39.5 | 41.75 | 138.82 | 817418015393 | CRATE | 1 | Quickship | N/A | US
|  |  |  | SDB16QH3S | BLD SDB16 1/2HP 3PH 1150 RPM ODP | 1455 | 39.5 | 39.5 | 41.75 | 138.8 | 817418015706 | CRATE | 1 | Quickship | N/A | US
|  |  |  | SDB16RH1S | BLD SDB16 3/4HP 1PH 1300 RPM ODP | 1562 | 39.5 | 39.5 | 41.75 | 146.19 | 817418015409 | CRATE | 1 | Quickship | N/A | US
|  |  |  | SDB16RH3S | BLD SDB16 3/4HP 3PH 1300 RPM ODP | 1459 | 39.5 | 39.5 | 41.75 | 139.19 | 817418015713 | CRATE | 1 | Quickship | N/A | US
|  |  |  | SDB16SH1S | BLD SDB16 1HP 1PH 1450 RPM ODP | 1616 | 39.5 | 39.5 | 41.75 | 148.19 | 817418015416 | CRATE | 1 | Quickship | N/A | US
|  |  |  | SDB16SH3S | BLD SDB16 1HP 3PH 1450 RPM ODP | 1510 | 39.5 | 39.5 | 41.75 | 145.19 | 817418015720 | CRATE | 1 | Quickship | N/A | US
|  |  |  | SDB18PH1S | BLD SDB18 1/3HP 1PH 750 RPM ODP | 1584 | 43 | 43 | 44 | 165 | 817418018219 | CRATE | 1 | Quickship | N/A | US
|  |  |  | SDB18PH3S | BLD SDB18 1/3HP 3PH 750 RPM ODP | 1683 | 43 | 43 | 44 | 173 | 817418018226 | CRATE | 1 | Commercial | N/A | US
|  |  |  | SDB18QH1S | BLD SDB18 1/2HP 1PH 900 RPM ODP | 1617 | 43 | 43 | 44 | 170.5 | 817418018233 | CRATE | 1 | Quickship | N/A | US
|  |  |  | SDB18QH3S | BLD SDB18 1/2HP 3PH 900 RPM ODP | 1683 | 43 | 43 | 44 | 171 | 817418018240 | CRATE | 1 | Quickship | N/A | US
|  |  |  | SDB18RH1S | BLD SDB18 3/4HP 1PH 1000 RPM ODP | 1612 | 43 | 43 | 44 | 177.5 | 817418018257 | CRATE | 1 | Quickship | N/A | US
|  |  |  | SDB18RH3S | BLD SDB18 3/4HP 3PH 1000 RPM ODP | 1695 | 43 | 43 | 44 | 171 | 817418018264 | CRATE | 1 | Quickship | N/A | US
|  |  |  | SDB18SH1S | BLD SDB18 1HP 1PH 1150 RPM ODP | 1848 | 43 | 43 | 44 | 179.5 | 817418018271 | CRATE | 1 | Quickship | N/A | US
|  |  |  | SDB18SH3S | BLD SDB18 1HP 3PH 1150 RPM ODP | 1706 | 43 | 43 | 44 | 177 | 817418018288 | CRATE | 1 | Quickship | N/A | US
|  |  |  | SDB18TH1S | BLD SDB18 1-1/2HP 1PH 1300 RPM ODP | 1984 | 43 | 43 | 44 | 185.5 | 817418018295 | CRATE | 1 | Quickship | N/A | US
|  |  |  | SDB18TH3S | BLD SDB18 1-1/2HP 3PH 1300 RPM ODP | 1744 | 43 | 43 | 44 | 182 | 817418018301 | CRATE | 1 | Quickship | N/A | US
|  |  |  | SDB18VH1S | BLD SDB18 2HP 1PH 1450 RPM ODP | 2058 | 43 | 43 | 44 | 194.5 | 817418018318 | CRATE | 1 | Quickship | N/A | US
|  |  |  | SDB18VH3S | BLD SDB18 2HP 3PH 1450 RPM ODP | 1769 | 43 | 43 | 44 | 189 | 817418018325 | CRATE | 1 | Quickship | N/A | US
|  |  |  | SDB20PH1S | BLD SDB20 1/3HP 1PH 650 RPM ODP | 1672 | 47 | 47 | 48 | 176.96 | 817418018349 | CRATE | 1 | Quickship | N/A | US
|  |  |  | SDB20PH3S | SDB20 1/3HP 3PH 650 RPM ODP | 1741 | 47 | 47 | 48 | 184.96 | 817418018356 | CRATE | 1 | Commercial | N/A | US
|  |  |  | SDB20QH1S | BLD SDB20 1/2HP 1PH 800 RPM ODP | 1750 | 47 | 47 | 48 | 182.96 | 817418018363 | CRATE | 1 | Quickship | N/A | US
|  |  |  | SDB20QH3S | BLD SDB20 1/2HP 3PH 800 RPM ODP | 1741 | 47 | 47 | 48 | 182.96 | 817418018370 | CRATE | 1 | Quickship | N/A | US
|  |  |  | SDB20RH1S | BLD SDB20 3/4HP 1PH 900 RPM ODP | 1848 | 47 | 47 | 48 | 189.96 | 817418018387 | CRATE | 1 | Quickship | N/A | US
|  |  |  | SDB20RH3S | BLD SDB20 3/4HP 3PH 900 RPM ODP | 1750 | 47 | 47 | 48 | 182.96 | 817418018394 | CRATE | 1 | Quickship | N/A | US
|  |  |  | SDB20SH1S | BLD SDB20 1HP 1PH 1000 RPM ODP | 1934 | 47 | 47 | 48 | 191.96 | 817418018400 | CRATE | 1 | Quickship | N/A | US
|  |  |  | SDB20SH3S | BLD SDB20 1HP 3PH 1000 RPM ODP | 1762 | 47 | 47 | 48 | 188.96 | 817418018417 | CRATE | 1 | Quickship | N/A | US
|  |  |  | SDB20TH1S | BLD SDB20 1-1/2HP 1PH 1150 RPM ODP | 2071 | 47 | 47 | 48 | 197.96 | 817418018424 | CRATE | 1 | Quickship | N/A | US
|  |  |  | SDB20TH3S | BLD SDB20 1-1/2HP 3PH 1150 RPM ODP | 1800 | 47 | 47 | 48 | 196.96 | 817418018431 | CRATE | 1 | Quickship | N/A | US
|  |  |  | SDB20VH1S | BLD SDB20 2HP 1PH 1250 RPM ODP | 2144 | 47 | 47 | 48 | 206.96 | 817418018448 | CRATE | 1 | Quickship | N/A | US
|  |  |  | SDB20VH3S | BLD SDB20 2HP 3PH 1250 RPM ODP | 1825 | 47 | 47 | 48 | 203.96 | 817418018455 | CRATE | 1 | Quickship | N/A | US
|  |  |  | SDB22PH1S | BLD SDB22 1/3HP 1PH 550 RPM ODP | 1797 | 47 | 47 | 48 | 176.96 | 817418018479 | CRATE | 1 | Quickship | N/A | US
|  |  |  | SDB22PH3S | SDB22 1/3HP 3PH 550 RPM ODP | 1869 | 47 | 47 | 48 | 184.96 | 817418018486 | CRATE | 1 | Commercial | N/A | US
|  |  |  | SDB22QH1S | BLD SDB22 1/2HP 1PH 650 RPM ODP | 1879 | 47 | 47 | 48 | 182.96 | 817418018493 | CRATE | 1 | Quickship | N/A | US
|  |  |  | SDB22QH3S | BLD SDB22 1/2HP 3PH 650 RPM ODP | 1869 | 47 | 47 | 48 | 182.96 | 817418018509 | CRATE | 1 | Quickship | N/A | US
|  |  |  | SDB22RH1S | BLD SDB22 3/4HP 1PH 700 RPM ODP | 1920 | 47 | 47 | 48 | 189.96 | 817418018516 | CRATE | 1 | Quickship | N/A | US
|  |  |  | SDB22RH3S | BLD SDB22 3/4HP 3PH 700 RPM ODP | 1879 | 47 | 47 | 48 | 182.96 | 817418018523 | CRATE | 1 | Quickship | N/A | US
|  |  |  | SDB22SH1S | BLD SDB22 1HP 1PH 800 RPM ODP | 2065 | 47 | 47 | 48 | 191.96 | 817418018530 | CRATE | 1 | Quickship | N/A | US
|  |  |  | SDB22SH3S | BLD SDB22 1HP 3PH 800 RPM ODP | 1890 | 47 | 47 | 48 | 188.96 | 817418018547 | CRATE | 1 | Quickship | N/A | US
|  |  |  | SDB22TH1S | BLD SDB22 1-1/2HP 1PH 900 RPM ODP | 2208 | 47 | 47 | 48 | 197.96 | 817418018554 | CRATE | 1 | Quickship | N/A | US
|  |  |  | SDB22TH3S | BLD SDB22 1-1/2HP 3PH 900 RPM ODP | 1929 | 47 | 47 | 48 | 193.96 | 817418018561 | CRATE | 1 | Quickship | N/A | US
|  |  |  | SDB22VH1S | BLD SDB22 2HP 1PH 1000 RPM ODP | 2283 | 47 | 47 | 48 | 206.96 | 817418018578 | CRATE | 1 | Quickship | N/A | US
|  |  |  | SDB22VH3S | BLD SDB22 2HP 3PH 1000 RPM ODP | 1955 | 47 | 47 | 48 | 200.96 | 817418018585 | CRATE | 1 | Quickship | N/A | US
|  |  |  | SDB24PH1S | SDB24 1/3HP 1PH 450 RPM ODP | 2321 | 54 | 54 | 55 | 285 | 817418019049 | CRATE | 1 | Quickship | N/A | US
|  |  |  | SDB24PH3S | SDB24 1/3HP 3PH 450 RPM ODP | 2324 | 54 | 54 | 55 | 292 | 817418019056 | CRATE | 1 | Commercial | N/A | US
|  |  |  | SDB24QH1S | BLD SDB24 1/2HP 1PH 550 RPM ODP | 2372 | 54 | 54 | 55 | 290 | 817418019063 | CRATE | 1 | Quickship | N/A | US
|  |  |  | SDB24QH3S | BLD SDB24 1/2HP 3PH 550 RPM ODP | 2295 | 54 | 54 | 55 | 292 | 817418019070 | CRATE | 1 | Quickship | N/A | US
|  |  |  | SDB24RH1S | BLD SDB24 3/4HP 1PH 650 RPM ODP | 2336 | 54 | 54 | 55 | 297 | 817418019087 | CRATE | 1 | Quickship | N/A | US
|  |  |  | SDB24RH3S | BLD SDB24 3/4HP 3PH 650 RPM ODP | 2336 | 54 | 54 | 55 | 290 | 817418019094 | CRATE | 1 | Quickship | N/A | US
|  |  |  | SDB24SH3S | BLD SDB24 1HP 3PH 700 RPM ODP | 2319 | 54 | 54 | 55 | 296 | 817418019100 | CRATE | 1 | Quickship | N/A | US
|  |  |  | SDB24TH3S | BLD SDB24 1-1/2HP 3PH 800 RPM ODP | 2350 | 54 | 54 | 55 | 301 | 817418019117 | CRATE | 1 | Quickship | N/A | US
|  |  |  | SDB24VH3S | BLD SDB24 2HP 3PH 900 RPM ODP | 2378 | 54 | 54 | 55 | 308 | 817418019124 | CRATE | 1 | Quickship | N/A | US
|  |  |  | SDBD06CJH1AS | SDBD6C 1/10HP 1PH 1550RPM 115V ODP | 548 | 24 | 24 | 21 | 28 | 817418017410 | BOX | 16 | Quickship | N/A | US
|  |  |  | SDBD06JH1AS | SDBD6 1/10HP 1PH 1550RPM 115V ODP | 548 | 24 | 24 | 21 | 28 | 817418017427 | BOX | 16 | Quickship | N/A | US
|  |  |  | SDBD07JH1AS | SDBD7 1/10HP 1PH 1550RPM 115V ODP | 579 | 24 | 24 | 21 | 30 | 817418017434 | BOX | 16 | Quickship | N/A | US
|  |  |  | SDBD08HM1AS | SDBD08 1/25HP 1PH 1050RPM 115V ODP | 638 | 24 | 24 | 21 | 28 | 817418017533 | BOX | 16 | Quickship | N/A | US
|  |  |  | SDBD08JH1AS | SDBD08 1/10HP 1PH 1550RPM 115V ODP | 588 | 24 | 24 | 21 | 28 | 817418018042 | BOX | 16 | Quickship | N/A | US
|  |  |  | SDBD08MH1AS | SDBD 1/4HP 1PH 1625RPM 115V ODP | 740 | 24 | 24 | 21 | 41 | 817418017441 | BOX | 16 | Quickship | N/A | US
|  |  |  | SDBD10MM1AS | SDBD10 1/4HP 1PH 1075RPM 115V ODP | 782 | 24 | 24 | 21 | 38 | 817418017458 | BOX | 16 | Quickship | N/A | US
|  |  |  | SDBD10PH1AS | SDBD10 1/3HP 1PH 1625RPM 115V ODP | 834 | 24 | 24 | 21 | 38 | 817418017564 | BOX | 16 | Quickship | N/A | US
|  |  |  | SDBD12MM1AS | SDBD12 1/4HP 1PH 1075RPM 115V ODP | 968 | 36 | 36 | 36 | 106.27 | 817418017465 | CRATE | 1 | Quickship | N/A | US
|  |  |  | SDBD12QH1AS | SDBD12 1/2HP 1PH 1625RPM 115V ODP | 1067 | 36 | 36 | 36 | 112.82 | 817418017595 | CRATE | 1 | Quickship | N/A | US
|  |  |  | SDBD14MM1AS | SDBD14 1/4HP 1PH 1075RPM 115V ODP | 972 | 36 | 36 | 36 | 111.91 | 817418017472 | CRATE | 1 | Quickship | N/A | US
|  |  |  | SDBD15QM1AS | SDBD15 1/2HP 1PH 1140RPM 115V ODP | 1206 | 40 | 40 | 37 | 127.89 | 817418017489 | CRATE | 1 | Quickship | N/A | US
|  |  |  | SDBD16QM1AS | SDBD16 1/2HP 1PH 1140RPM 115V ODP | 1257 | 40 | 40 | 37 | 128.4 | 817418017496 | CRATE | 1 | Quickship | N/A | US
|  |  |  | SDL10X4 | 10X4 STEEL DOOR LOUVER | 100 | 14 | 7 | 2 | 3 | 817418014129 | BOX | 666 | Commercial | N/A | US
|  |  |  | SDL12X12 | 12X12 STEEL DOOR LOUVER | 166 | 15 | 16 | 2 | 4 | 817418014136 | BOX | 272 | Commercial | N/A | US
|  |  |  | SDL16X16 | 16X16 STEEL DOOR LOUVER | 188 | 20 | 19 | 2 | 5 | 817418014150 | BOX | 171 | Commercial | N/A | US
|  |  |  | SDL16X8 | 16X8 STEEL DOOR LOUVER | 157 | 20 | 11 | 2 | 4 | 817418014143 | BOX | 296 | Commercial | N/A | US
|  |  |  | SDL20X10 | 20X10 STEEL DOOR LOUVER | 174 | 24 | 13 | 2 | 5 | 817418014167 | BOX | 209 | Commercial | N/A | US
|  |  |  | SDL20X20 | 20X20 STEEL DOOR LOUVER | 244 | 24 | 24 | 2 | 17 | 817418014174 | BOX | 113 | Commercial | N/A | US
|  |  |  | SDL24X12 | 24X12 STEEL DOOR LOUVER | 205 | 28 | 15 | 2 | 6 | 817418014181 | BOX | 155 | Commercial | N/A | US
|  |  |  | SDL24X24 | 24X24 STEEL DOOR LOUVER | 315 | 28 | 28 | 2 | 7 | 817418014198 | BOX | 83 | Commercial | N/A | US
|  |  |  | SFM | PERCENTAGE TIMER CTL W/FURNACE INTERLOCK | 131 | 8 | 8 | 8 | 1 | 812482012194 | BOX | 210 | Quickship | N/A | US
|  |  |  | SHW-20 | J10-810-300 WALL MOUNTED DEHUMIDISTAT | 59 | 5 | 5 | 5 | 1 | 812482011944 | BOX | 864 | Quickship | 1750 | ES
|  |  |  | SIL-200 | 5211811400 8IN IN-LINE DUCT SILENCER | 310 | 36 | 13 | 13 | 22 | 812482011333 | BOX | 12 | Quickship | 1750 | ES
|  |  |  | SIL-250 | 5211812200 10IN IN-LINE DUCT SILENCER | 354 | 36 | 16 | 16 | 32 | 812482011340 | BOX | 6 | Quickship | 1750 | ES
|  |  |  | SIL-315 | 5211813000 12.4IN IN-LINE DUCT SILENCER | 501 | 36 | 16 | 16 | 35 | 812482011357 | BOX | 6 | Quickship | 1750 | US
|  |  |  | SMC-C | MOTION OCCUPANCY CONTROL CEILING MOUNT | 357 | 6 | 6 | 4 | 1 | 812482010619 | BOX | 210 | Residential | N/A | US
|  |  |  | SMC-W | MOTION OCCUPANCY CONTROL WALL MOUNT | 464 | 6 | 6 | 4 | 1 | 810002295720 | BOX | 210 | Residential | N/A | US
|  |  |  | SPBL | PERCENTAGE TIMER CONTROL | 50 | 5 | 5 | 5 | 1 | 812482012187 | BOX | 864 | Quickship | N/A | US
|  |  |  | SPBT | PUSH BUTTON POINT OF USE BOOST TIMER (TRe/TRLPe) | 69 | 5 | 5 | 5 | 1 | 810002295362 | BOX | 864 | Quickship | N/A | US
|  |  |  | SPT-100X | FS-751-312 PRESSURE SWITCH | 131 | 8 | 8 | 8 | 2 | 812482010237 | BOX | 210 | Quickship | 1750 | US
|  |  |  | SPTL | PERCENTAGE TIMER CONTROL | 104 | 5 | 5 | 5 | 1 | 812482012170 | BOX | 864 | Quickship | N/A | US
|  |  |  | SQB07MH1S | BLD SQB07 1/4HP 1PH 1930 RPM ODP | 1649 | 24 | 24 | 36 | 110 | 812961011526 | CRATE | 1 | Quickship | N/A | US
|  |  |  | SQB07MH3S | BLD SQB07 1/4HP 3PH 1930 RPM ODP | 1710 | 24 | 24 | 36 | 110 | 812961011854 | CRATE | 1 | Commercial | N/A | US
|  |  |  | SQB07ML1S | BLD SQB07 1/4HP 1PH 1530 RPM ODP | 1649 | 24 | 24 | 36 | 110 | 812961011519 | CRATE | 1 | Quickship | N/A | US
|  |  |  | SQB07ML3S | BLD SQB07 1/4HP 3PH 1530 RPM ODP | 1710 | 24 | 24 | 36 | 110 | 812961011847 | CRATE | 1 | Commercial | N/A | US
|  |  |  | SQB07PH1S | BLD SQB07 1/3HP 1PH 2110RPM ODP | 1674 | 24 | 24 | 36 | 110 | 812961011533 | CRATE | 1 | Quickship | N/A | US
|  |  |  | SQB07PH3S | BLD SQB07 1/3HP 3PH 2110 RPM ODP | 1710 | 24 | 24 | 36 | 110 | 812961011861 | CRATE | 1 | Commercial | N/A | US
|  |  |  | SQB08MH1S | BLD SQB08 1/4HP 1PH 1800 RPM ODP | 1627 | 24 | 24 | 36 | 120 | 812961011557 | CRATE | 1 | Quickship | N/A | US
|  |  |  | SQB08MH3S | BLD SQB08 1/4HP 3PH 1800 RPM ODP | 1691 | 24 | 24 | 36 | 110 | 812961011885 | CRATE | 1 | Commercial | N/A | US
|  |  |  | SQB08ML1S | BLD SQB08 1/4HP 1PH 1575 RPM ODP | 1627 | 24 | 24 | 36 | 120 | 812961011540 | CRATE | 1 | Quickship | N/A | US
|  |  |  | SQB08ML3S | BLD SQB08 1/4HP 3PH 1575 RPM ODP | 1691 | 24 | 24 | 36 | 110 | 812961011878 | CRATE | 1 | Commercial | N/A | US
|  |  |  | SQB08PH1S | BLD SQB08 1/3HP 1PH 2025 RPM ODP | 1657 | 24 | 24 | 36 | 107 | 812961011564 | CRATE | 1 | Quickship | N/A | US
|  |  |  | SQB08PH3S | BLD SQB08 1/3HP 3PH 2025 RPM ODP | 1820 | 24 | 24 | 36 | 110 | 812961011892 | CRATE | 1 | Commercial | N/A | US
|  |  |  | SQB08QH1S | BLD SQB08 1/2HP 1PH 2325 RPM ODP | 1746 | 24 | 24 | 36 | 120 | 812961011571 | CRATE | 1 | Quickship | N/A | US
|  |  |  | SQB08QH3S | BLD SQB08 1/2HP 3PH 2325 RPM ODP | 1823 | 24 | 24 | 36 | 110 | 812961011908 | CRATE | 1 | Quickship | N/A | US
|  |  |  | SQB10MH1S | BLD SQB10 1/4HP 1PH 1500 RPM ODP | 1618 | 24 | 24 | 36 | 140 | 812961011588 | CRATE | 1 | Quickship | N/A | US
|  |  |  | SQB10MH3S | BLD SQB10 1/4HP 3PH 1500 RPM ODP | 1765 | 24 | 24 | 36 | 140 | 812961011915 | CRATE | 1 | Commercial | N/A | US
|  |  |  | SQB10PH1S | BLD SQB10 1/3HP 1PH 1650 RPM ODP | 1642 | 24 | 24 | 38 | 125 | 812961011595 | CRATE | 1 | Quickship | N/A | US
|  |  |  | SQB10PH3S | BLD SQB10 1/3HP 3PH 1650RPM ODP | 1793 | 24 | 24 | 36 | 140 | 812961011922 | CRATE | 1 | Commercial | N/A | US
|  |  |  | SQB10QH1S | BLD SQB10 1/2HP 1PH 1900 RPM ODP | 1733 | 24 | 24 | 36 | 140 | 812961011779 | CRATE | 1 | Quickship | N/A | US
|  |  |  | SQB10QH3S | BLD SQB10 1/2HP 3PH 1900RPM ODP | 1800 | 24 | 24 | 36 | 140 | 812961011939 | CRATE | 1 | Quickship | N/A | US
|  |  |  | SQB10RH1S | BLD SQB10 3/4HP 1PH 2175 RPM ODP | 1816 | 24 | 24 | 36 | 140 | 812961011786 | CRATE | 1 | Quickship | N/A | US
|  |  |  | SQB10RH3S | BLD SQB10 3/4HP 3PH 2175RPM ODP | 1823 | 24 | 24 | 36 | 140 | 812961011946 | CRATE | 1 | Quickship | N/A | US
|  |  |  | SQB12MH1S | BLD SQB12 1/4HP 1PH 1170 RPM ODP | 1815 | 30 | 30 | 41 | 160 | 812961011793 | CRATE | 1 | Quickship | N/A | US
|  |  |  | SQB12MH3S | BLD SQB12 1/4HP 3PH 1170RPM ODP | 1986 | 30 | 30 | 41 | 160 | 812961011953 | CRATE | 1 | Commercial | N/A | US
|  |  |  | SQB12PH1S | BLD SQB12 1/3HP 1PH 1275 RPM ODP | 1853 | 30 | 30 | 41 | 160 | 812961011809 | CRATE | 1 | Quickship | N/A | US
|  |  |  | SQB12PH3S | BLD SQB12 1/3HP 3PH 1275RPM ODP | 2016 | 31 | 31 | 36 | 160 | 812961011960 | CRATE | 1 | Commercial | N/A | US
|  |  |  | SQB12QH1S | BLD SQB12 1/2HP 1PH 1475 RPM ODP | 1928 | 30 | 30 | 41 | 160 | 812961011816 | CRATE | 1 | Quickship | N/A | US
|  |  |  | SQB12QH3S | BLD SQB12 1/2HP 3PH 1475RPM ODP | 2025 | 30 | 30 | 41 | 160 | 812961011977 | CRATE | 1 | Quickship | N/A | US
|  |  |  | SQB12RH1S | BLD SQB12 3/4HP 1PH 1675 RPM ODP | 2016 | 30 | 30 | 41 | 144 | 812961011823 | CRATE | 1 | Quickship | N/A | US
|  |  |  | SQB12RH3S | BLD SQB12 3/4HP 3PH 1675RPM ODP | 2039 | 30 | 30 | 41 | 160 | 812961011984 | CRATE | 1 | Quickship | N/A | US
|  |  |  | SQB12SH1S | BLD SQB12 1HP 1PH 1850 RPM ODP | 2049 | 30 | 30 | 41 | 150 | 812961011830 | CRATE | 1 | Quickship | N/A | US
|  |  |  | SQB12SH3S | BLD SQB12 1HP 3PH 1850RPM ODP | 2051 | 30 | 30 | 39 | 151 | 812961011991 | CRATE | 1 | Quickship | N/A | US
|  |  |  | SQB15MH1S | BLD SQB15 1/4HP 1PH 950RPM ODP | 2001 | 36 | 36 | 41 | 200 | 812961012004 | CRATE | 1 | Quickship | N/A | US
|  |  |  | SQB15MH3S | BLD SQB15 1/4HP 3PH 950RPM ODP | 2161 | 36 | 36 | 41 | 195 | 812961012189 | CRATE | 1 | Commercial | N/A | US
|  |  |  | SQB15PH1S | BLD SQB15 1/3HP 1PH 1060RPM ODP | 2034 | 36 | 36 | 41 | 160 | 812961012011 | CRATE | 1 | Quickship | N/A | US
|  |  |  | SQB15PH3S | BLD SQB15 1/3HP 3PH 1060RPM ODP | 2198 | 36 | 36 | 41 | 160 | 812961012196 | CRATE | 1 | Commercial | N/A | US
|  |  |  | SQB15QH1S | BLD SQB15 1/2HP 1PH 1205RPM ODP | 2103 | 36 | 36 | 41 | 204 | 812961012028 | CRATE | 1 | Quickship | N/A | US
|  |  |  | SQB15QH3S | BLD SQB15 1/2HP 3PH 1205RPM ODP | 2049 | 36 | 36 | 41 | 160 | 812961012202 | CRATE | 1 | Quickship | N/A | US
|  |  |  | SQB15RH1S | BLD SQB15 3/4HP 1PH 1375RPM ODP | 2183 | 36 | 36 | 41 | 200 | 812961012035 | CRATE | 1 | Quickship | N/A | US
|  |  |  | SQB15RH3S | BLD SQB15 3/4HP 3PH 1375RPM ODP | 2072 | 36 | 36 | 41 | 160 | 812961012219 | CRATE | 1 | Quickship | N/A | US
|  |  |  | SQB15SH1S | BLD SQB15 1HP 1PH 1530RPM ODP | 2356 | 36 | 36 | 41 | 200 | 812961012042 | CRATE | 1 | Quickship | N/A | US
|  |  |  | SQB15SH3S | BLD SQB15 1HP 3PH 1530RPM ODP | 2079 | 36 | 36 | 41 | 195 | 812961012226 | CRATE | 1 | Quickship | N/A | US
|  |  |  | SQB15TH1S | BLD SQB15 1 1/2HP 1PH 1735RPM ODP | 2361 | 36 | 36 | 41 | 200 | 812961012059 | CRATE | 1 | Quickship | N/A | US
|  |  |  | SQB15TH3S | BLD SQB15 1 1/2HP 3PH 1735RPM ODP | 2262 | 37 | 37 | 41 | 173 | 812961012233 | CRATE | 1 | Quickship | N/A | US
|  |  |  | SQB18PH1S | BLD SQB18 1/3HP 1PH 800RPM ODP | 2324 | 36 | 36 | 43 | 240 | 812961012066 | CRATE | 1 | Quickship | N/A | US
|  |  |  | SQB18PH3S | BLD SQB18 1/3HP 3PH 800RPM | 2471 | 36 | 36 | 43 | 285 | 812961012240 | CRATE | 1 | Commercial | N/A | US
|  |  |  | SQB18QH1S | BLD SQB18 1/2HP 1PH 925RPM ODP | 2344 | 36 | 36 | 43 | 240 | 812961012073 | CRATE | 1 | Quickship | N/A | US
|  |  |  | SQB18QH3S | BLD SQB18 1/2HP 3PH 925RPM ODP | 2316 | 36 | 36 | 43 | 240 | 812961012257 | CRATE | 1 | Quickship | N/A | US
|  |  |  | SQB18RH1S | BLD SQB18 3/4HP 1PH 1025RPM ODP | 2436 | 36 | 36 | 43 | 240 | 812961012080 | CRATE | 1 | Quickship | N/A | US
|  |  |  | SQB18RH3S | BLD SQB18 3/4HP 3PH 1025RPM ODP | 2332 | 36 | 36 | 43 | 285 | 812961012264 | CRATE | 1 | Quickship | N/A | US
|  |  |  | SQB18SH1S | BLD SQB18 1HP 1PH 1150RPM ODP | 2470 | 36 | 36 | 43 | 285 | 812961012097 | CRATE | 1 | Quickship | N/A | US
|  |  |  | SQB18SH3S | BLD SQB18 1HP 3PH 1150RPM ODP | 2510 | 36 | 36 | 43 | 285 | 812961012271 | CRATE | 1 | Quickship | N/A | US
|  |  |  | SQB18TH1S | BLD SQB18 1 1/2HP 1PH 1300RPM ODP | 2476 | 36 | 36 | 47 | 240 | 812961012103 | CRATE | 1 | Quickship | N/A | US
|  |  |  | SQB18TH3S | BLD SQB18 1 1/2HP 3PH 1300RPM ODP | 2519 | 36 | 36 | 44 | 240 | 812961012288 | CRATE | 1 | Quickship | N/A | US
|  |  |  | SQB18VH1S | BLD SQB18 2HP 1PH 1425RPM ODP | 2941 | 36 | 36 | 43 | 240 | 812961012110 | CRATE | 1 | Quickship | N/A | US
|  |  |  | SQB18VH3S | BLD SQB18 2HP 3PH 1425RPM ODP | 2568 | 36 | 36 | 46 | 240 | 812961012295 | CRATE | 1 | Quickship | N/A | US
|  |  |  | SQB20PH1S | BLD SQB20 1/3HP 1PH 610RPM ODP | 2597 | 40 | 37 | 46 | 350 | 812961012127 | CRATE | 1 | Quickship | N/A | US
|  |  |  | SQB20PH3S | BLD SQB20 1/3HP 3PH 610RPM ODP | 2661 | 40 | 37 | 46 | 350 | 812961012301 | CRATE | 1 | Commercial | N/A | US
|  |  |  | SQB20QH1S | BLD SQB20 1/2HP 1PH 700RPM ODP | 2654 | 40 | 37 | 46 | 370 | 812961012134 | CRATE | 1 | Quickship | N/A | US
|  |  |  | SQB20QH3S | BLD SQB20 1/2HP 3PH 700RPM ODP | 2658 | 40 | 37 | 46 | 350 | 812961012318 | CRATE | 1 | Quickship | N/A | US
|  |  |  | SQB20RH1S | BLD SQB20 3/4HP 1PH 800RPM ODP | 2740 | 40 | 37 | 46 | 370 | 812961012141 | CRATE | 1 | Quickship | N/A | US
|  |  |  | SQB20RH3S | BLD SQB20 3/4HP 3PH 800RPM ODP | 2674 | 40 | 37 | 46 | 350 | 812961012325 | CRATE | 1 | Quickship | N/A | US
|  |  |  | SQB20SH1S | BLD SQB20 1HP 1PH 885RPM ODP | 2794 | 36 | 36 | 51 | 370 | 812961012158 | CRATE | 1 | Quickship | N/A | US
|  |  |  | SQB20SH3S | BLD SQB20 1HP 3PH 885RPM ODP | 2829 | 40 | 37 | 46 | 350 | 812961012332 | CRATE | 1 | Quickship | N/A | US
|  |  |  | SQB20TH1S | BLD SQB20 1 1/2HP 1PH 1010RPM ODP | 3135 | 36 | 36 | 50 | 370 | 812961012165 | CRATE | 1 | Quickship | N/A | US
|  |  |  | SQB20TH3S | BLD SQB20 1 1/2HP 3PH 1010RPM ODP | 2866 | 40 | 37 | 46 | 350 | 812961012349 | CRATE | 1 | Quickship | N/A | US
|  |  |  | SQB20VH1S | BLD SQB20 2HP 1PH 1110RPM ODP | 3295 | 40 | 37 | 46 | 350 | 812961012172 | CRATE | 1 | Quickship | N/A | US
|  |  |  | SQB20VH3S | BLD SQB20 2HP 3PH 1110RPM ODP | 2926 | 40 | 37 | 46 | 350 | 812961012356 | CRATE | 1 | Quickship | N/A | US
|  |  |  | SQB24QH1S | BLD SQB24 1/2HP 1PH 580RPM ODP | 3392 | 44 | 46 | 61 | 445 | 812961012363 | CRATE | 1 | Quickship | N/A | US
|  |  |  | SQB24QH3S | BLD SQB24 1/2HP 3PH 380RPM ODP | 3334 | 44 | 46 | 61 | 445 | 812961012417 | CRATE | 1 | Quickship | N/A | US
|  |  |  | SQB24RH1S | BLD SQB24 3/4HP 1PH 660RPM ODP | 3461 | 44 | 46 | 61 | 445 | 812961012370 | CRATE | 1 | Quickship | N/A | US
|  |  |  | SQB24RH3S | BLD SQB24 3/4HP 3PH 660RPM ODP | 3348 | 44 | 46 | 61 | 445 | 812961012424 | CRATE | 1 | Quickship | N/A | US
|  |  |  | SQB24SH1S | BLD SQB24 1HP 1PH 725RPM ODP | 3461 | 44 | 46 | 61 | 445 | 812961012387 | CRATE | 1 | Quickship | N/A | US
|  |  |  | SQB24SH3S | BLD SQB24 1HP 3PH 725RPM ODP | 3354 | 44 | 46 | 61 | 445 | 812961012431 | CRATE | 1 | Quickship | N/A | US
|  |  |  | SQB24TH1S | BLD SQB24 1 1/2HP 1PH 830RPM ODP | 3826 | 44 | 46 | 61 | 445 | 812961012394 | CRATE | 1 | Quickship | N/A | US
|  |  |  | SQB24TH3S | BLD SQB24 1 1/2HP 3PH 830RPM ODP | 3589 | 44 | 46 | 61 | 445 | 812961012448 | CRATE | 1 | Quickship | N/A | US
|  |  |  | SQB24VH1S | BLD SQB24 2HP 1PH 910RPM ODP | 3990 | 44 | 46 | 61 | 470 | 812961012400 | CRATE | 1 | Quickship | N/A | US
|  |  |  | SQB24VH3S | BLD SQB24 2HP 3PH 910RPM ODP | 3636 | 43 | 46 | 57 | 390 | 812961012455 | CRATE | 1 | Quickship | N/A | US
|  |  |  | SQB24WH3S | BLD SQB24 3HP 3PH 1035RPM ODP | 4207 | 44 | 44 | 60 | 470 | 812961012462 | CRATE | 1 | Quickship | N/A | US
|  |  |  | SQD10251AS | SQD10 1/4HP 1PH 1150RPM 115V TE | 1203 | 24 | 24 | 36 | 110 | 812482019766 | CRATE | 1 | Quickship | N/A | US
|  |  |  | SQD10251CS | BLD SQD10 1/4HP 1PH 1150RPM 230V TE | 1185 | 24 | 24 | 34 | 110 | 812482019827 | CRATE | 1 | Commercial | N/A | US
|  |  |  | SQD10501AS | SQD10 1/2HP 1PH 1710RPM 115V TE | 1202 | 24 | 24 | 34 | 110 | 812482019773 | CRATE | 1 | Quickship | N/A | US
|  |  |  | SQD10501CS | BLD SQD10 1/2HP 1PH 1710RPM 230V TE | 1184 | 24 | 24 | 34 | 110 | 812482019834 | CRATE | 1 | Commercial | N/A | US
|  |  |  | SQD12251AS | SQD12 1/4HP 1PH 1120RPM 115V TE | 1433 | 24 | 24 | 34 | 164 | 812482019780 | CRATE | 1 | Quickship | N/A | US
|  |  |  | SQD12251CS | BLD SQD12 1/4HP 1PH 1120RPM 230V TE | 1407 | 24 | 24 | 34 | 165 | 812482019841 | CRATE | 1 | Commercial | N/A | US
|  |  |  | SQD12501AS | SQD12 1/2HP 1PH 1620RPM 115V TE | 1461 | 30 | 30 | 36 | 160 | 812482019797 | CRATE | 1 | Quickship | N/A | US
|  |  |  | SQD12501CS | BLD SQD12 1/2HP 1PH 1620RPM 230V TE | 1434 | 24 | 24 | 34 | 165 | 812482019858 | CRATE | 1 | Commercial | N/A | US
|  |  |  | SQD15501AS | SQD15 1/2HP 1PH 1060RPM 115V TE | 1657 | 36 | 36 | 41 | 163 | 812482019803 | CRATE | 1 | Quickship | N/A | US
|  |  |  | SQD15501CS | BLD SQD15 1/2HP 1PH 1060RPM 230V TE | 1630 | 31 | 31 | 36 | 195 | 812482019865 | CRATE | 1 | Commercial | N/A | US
|  |  |  | SQD601AS | SQD06 100W 1PH 2700RPM 115V TE | 688 | 14 | 14 | 14 | 25 | 812482019735 | BOX | 24 | Quickship | N/A | US
|  |  |  | SQD8251AS | SQD8 1/4HP 1PH 1740RPM 115V TE | 1119 | 20 | 20 | 16 | 59 | 812482019759 | BOX | 16 | Quickship | N/A | US
|  |  |  | SQD8251CS | BLD SQD8 1/4HP 1PH 1740RPM 230V TE | 1102 | 24 | 24 | 21 | 84 | 812482019810 | BOX | 16 | Commercial | N/A | US
|  |  |  | SR10-8 | 10-8 INCREASER/REDUCER | 29 | 12 | 12 | 10 | 2 | 812482011692 | BOX | 72 | Quickship | 1750 | US
|  |  |  | SR315-12 | 315 MM TO 12" REDUCER | 37 | 14 | 14 | 10 | 2 | 812482011722 | BOX | 36 | Quickship | 1750 | US
|  |  |  | SR5-4 | 5-4 TD-SILENT PLASTIC REDUCER (SET OF 2) | 22 | 8 | 8 | 8 | 2 | 817418018998 | BOX | 210 | Quickship | 1750 | US
|  |  |  | SR5-4M | 5"- 4" INCREASER/REDUCER | 22 | 8 | 8 | 8 | 2 | 817418019391 | BOX | 210 | Quickship | 1750 | US
|  |  |  | SR6-4 | 6-4 INCREASER/REDUCER | 24 | 8 | 8 | 8 | 2 | 812482011715 | BOX | 210 | Quickship | 1750 | US
|  |  |  | SR8-6 | 8-6 INCREASER/REDUCER | 24 | 10 | 10 | 8 | 2 | 812482011708 | BOX | 112 | Quickship | 1750 | US
|  |  |  | SRT-30 | ROTARY SPRING WOUND TIMER | 68 | 5 | 5 | 5 | 2 | 812482011937 | BOX | 864 | Commercial | 1750 | US
|  |  |  | STC7D-W | DIGITAL TIME CLOCK - WALL MOUNT | 307 | 6 | 6 | 4 | 2 | 812482010602 | BOX | 720 | Residential | N/A | US
|  |  |  | STXB08RHULMH1S | BLD STXB08RHUL 1/4HP 1PH 1950 RPM ODP | 1308 | 31.5 | 31.5 | 38.75 | 123.07 | 817418015751 | CRATE | 1 | Quickship | N/A | US
|  |  |  | STXB08RHULMH3S | STXB08RHUL 1/4HP 3PH 1950 RPM ODP | 1461 | 31.5 | 31.5 | 38.75 | 123.07 | 817418015997 | CRATE | 1 | Commercial | N/A | US
|  |  |  | STXB08RHULML1S | BLD STXB08RHUL 1/4HP 1PH 1550 RPM ODP | 1308 | 31.5 | 31.5 | 38.75 | 123.07 | 817418015737 | CRATE | 1 | Quickship | N/A | US
|  |  |  | STXB08RHULML3S | BLD STXB08RHUL 1/4HP 3PH 1550 RPM ODP | 1461 | 32 | 32 | 39 | 122.49 | 817418015973 | CRATE | 1 | Commercial | N/A | US
|  |  |  | STXB08RHULMM1S | BLD STXB08RHUL 1/4HP 1PH 1750 RPM ODP | 1308 | 31.5 | 31.5 | 38.75 | 123.07 | 817418015744 | CRATE | 1 | Quickship | N/A | US
|  |  |  | STXB08RHULMM3S | STXB08RHUL 1/4HP 3PH 1750 RPM ODP | 1461 | 32 | 32 | 39 | 123.07 | 817418015980 | CRATE | 1 | Commercial | N/A | US
|  |  |  | STXB08RHULPH1S | BLD STXB08RHUL 1/3HP 1PH 2100 RPM ODP | 1333 | 31.5 | 31.5 | 38.75 | 123.98 | 817418015768 | CRATE | 1 | Quickship | N/A | US
|  |  |  | STXB08RHULPH3S | STXB08RHUL 1/3HP 3PH 2100 RPM ODP | 1489 | 31.5 | 31.5 | 38.75 | 123.98 | 817418016000 | CRATE | 1 | Commercial | N/A | US
|  |  |  | STXB10RHULMH1S | BLD STXB10RHUL 1/4HP 1PH 1600 RPM ODP | 1337 | 31.5 | 31.5 | 38.75 | 123.98 | 817418015775 | CRATE | 1 | Quickship | N/A | US
|  |  |  | STXB10RHULMH3S | STXB10RHUL 1/4HP 3PH 1600 RPM ODP | 1351 | 31.5 | 31.5 | 38.75 | 123.98 | 817418016017 | CRATE | 1 | Commercial | N/A | US
|  |  |  | STXB10RHULPH1S | BLD STXB10RHUL 1/3HP 1PH 1800 RPM ODP | 1364 | 31.5 | 31.5 | 38.75 | 123.98 | 817418015782 | CRATE | 1 | Quickship | N/A | US
|  |  |  | STXB10RHULPH3S | BLD STXB10RHUL 1/3HP 3PH 1800 RPM ODP | 1419 | 31.5 | 31.5 | 38.75 | 123.98 | 817418016024 | CRATE | 1 | Commercial | N/A | US
|  |  |  | STXB12RHULMH1S | BLD STXB12RHUL 1/4HP 1PH 1450 RPM ODP | 1341 | 35.5 | 35.5 | 40.25 | 135.72 | 817418015799 | CRATE | 1 | Quickship | N/A | US
|  |  |  | STXB12RHULMH3S | STXB12RHUL 1/4HP 3PH 1450 RPM ODP | 1423 | 35.5 | 35.5 | 40.25 | 135.72 | 817418016031 | CRATE | 1 | Commercial | N/A | US
|  |  |  | STXB12RHULPH1S | BLD STXB12RHUL 1/3HP 1PH 1600 RPM ODP | 1371 | 35.5 | 35.5 | 40.25 | 137 | 817418015805 | CRATE | 1 | Quickship | N/A | US
|  |  |  | STXB12RHULPH3S | BLD STXB12RHUL 1/3HP 3PH 1600 RPM ODP | 1423 | 35.5 | 35.5 | 40.25 | 136.72 | 817418016048 | CRATE | 1 | Commercial | N/A | US
|  |  |  | STXB12RHULQH1S | BLD STXB12RHUL 1/2HP 1PH 1800 RPM ODP | 1433 | 35.5 | 35.5 | 40.25 | 135.19 | 817418015812 | CRATE | 1 | Quickship | N/A | US
|  |  |  | STXB12RHULQH3S | BLD STXB12RHUL 1/2HP 3PH 1800 RPM ODP | 1527 | 35.5 | 35.5 | 40.25 | 135.19 | 817418016055 | CRATE | 1 | Quickship | N/A | US
|  |  |  | STXB14RHULMH1S | BLD STXB14RHUL 1/4HP 1PH 1050 RPM ODP | 1494 | 35.5 | 35.5 | 40.25 | 136.88 | 817418015829 | CRATE | 1 | Quickship | N/A | US
|  |  |  | STXB14RHULMH3S | STXB14RHUL 1/4HP 3PH 1050 RPM ODP | 1579 | 35.5 | 35.5 | 40.25 | 136.88 | 817418016062 | CRATE | 1 | Commercial | N/A | US
|  |  |  | STXB14RHULPH1S | BLD STXB14RHUL 1/3HP 1PH 1200 RPM ODP | 1522 | 35.5 | 35.5 | 40.25 | 130.88 | 817418015836 | CRATE | 1 | Quickship | N/A | US
|  |  |  | STXB14RHULPH3S | BLD STXB14RHUL 1/3HP 3PH 1200 RPM ODP | 1579 | 36 | 36 | 40 | 137.88 | 817418016079 | CRATE | 1 | Commercial | N/A | US
|  |  |  | STXB14RHULQH1S | BLD STXB14RHUL 1/2HP 1PH 1350 RPM ODP | 1588 | 35.5 | 35.5 | 40.25 | 135.85 | 817418015843 | CRATE | 1 | Quickship | N/A | US
|  |  |  | STXB14RHULQH3S | BLD STXB14RHUL 1/2HP 3PH 1350 RPM ODP | 1684 | 35.5 | 35.5 | 40.25 | 135.85 | 817418016086 | CRATE | 1 | Quickship | N/A | US
|  |  |  | STXB14RHULRH1S | BLD STXB14RHUL 3/4HP 1PH 1550 RPM ODP | 1519 | 35.5 | 35.5 | 40.25 | 143.07 | 817418015850 | CRATE | 1 | Quickship | N/A | US
|  |  |  | STXB14RHULRH3S | BLD STXB14RHUL 3/4HP 3PH 1550 RPM ODP | 1602 | 35.5 | 35.5 | 40.25 | 140.07 | 817418016093 | CRATE | 1 | Quickship | N/A | US
|  |  |  | STXB14RHULSH1S | BLD STXB14RHUL 1HP 1PH 1700 RPM ODP | 1546 | 35.5 | 35.5 | 40.25 | 145.07 | 817418015867 | CRATE | 1 | Quickship | N/A | US
|  |  |  | STXB14RHULSH3S | BLD STXB14RHUL 1HP 3PH 1700 RPM ODP | 1602 | 35.5 | 35.5 | 40.25 | 142.07 | 817418016109 | CRATE | 1 | Quickship | N/A | US
|  |  |  | STXB15RHULMH1S | BLD STXB15RHUL 1/4HP 1PH 1000 RPM ODP | 1561 | 39.5 | 39.5 | 40.75 | 153.09 | 817418015874 | CRATE | 1 | Quickship | N/A | US
|  |  |  | STXB15RHULMH3S | STXB15RHUL 1/4HP 3PH 1000 RPM ODP | 1638 | 40 | 40 | 41 | 153.07 | 817418016116 | CRATE | 1 | Commercial | N/A | US
|  |  |  | STXB15RHULPH1S | BLD STXB15RHUL 1/3HP 1PH 1100 RPM ODP | 1556 | 39.5 | 39.5 | 40.75 | 147.09 | 817418015881 | CRATE | 1 | Quickship | N/A | US
|  |  |  | STXB15RHULPH3S | STXB15RHUL 1/3HP 3PH 1100 RPM ODP | 1603 | 40 | 40 | 41 | 154.07 | 817418016123 | CRATE | 1 | Commercial | N/A | US
|  |  |  | STXB15RHULQH1S | BLD STXB15RHUL 1/2HP 1PH 1250 RPM ODP | 1618 | 39.5 | 39.5 | 40.75 | 151.94 | 817418015898 | CRATE | 1 | Quickship | N/A | US
|  |  |  | STXB15RHULQH3S | BLD STXB15RHUL 1/2HP 3PH 1250 RPM ODP | 1652 | 39.5 | 39.5 | 40.75 | 151.94 | 817418016130 | CRATE | 1 | Quickship | N/A | US
|  |  |  | STXB15RHULRH1S | BLD STXB15RHUL 3/4HP 1PH 1450 RPM ODP | 1821 | 39.5 | 39.5 | 40.75 | 159.06 | 817418015904 | CRATE | 1 | Quickship | N/A | US
|  |  |  | STXB15RHULRH3S | BLD STXB15RHUL 3/4HP 3PH 1450 RPM ODP | 1708 | 39.5 | 39.5 | 40.75 | 156.06 | 817418016147 | CRATE | 1 | Quickship | N/A | US
|  |  |  | STXB15RHULSH1S | BLD STXB15RHUL 1HP 1PH 1600 RPM ODP | 1821 | 39.5 | 39.5 | 40.75 | 161.06 | 817418015911 | CRATE | 1 | Quickship | N/A | US
|  |  |  | STXB15RHULSH3S | BLD STXB15RHUL 1HP 3PH 1600 RPM ODP | 1719 | 39.5 | 39.5 | 40.75 | 158.06 | 817418016154 | CRATE | 1 | Quickship | N/A | US
|  |  |  | STXB16RHULMH1S | BLD STXB16RHUL 1/4HP 1PH 900 RPM ODP | 1652 | 39.5 | 39.5 | 40.75 | 153.33 | 817418015928 | CRATE | 1 | Quickship | N/A | US
|  |  |  | STXB16RHULMH3S | STXB16RHUL 1/4HP 3PH 900 RPM ODP | 1734 | 39.5 | 39.5 | 40.75 | 153.27 | 817418016161 | CRATE | 1 | Commercial | N/A | US
|  |  |  | STXB16RHULPH1S | BLD STXB16RHUL 1/3HP 1PH 1000 RPM ODP | 1797 | 39.5 | 39.5 | 40.75 | 147.51 | 817418015935 | CRATE | 1 | Quickship | N/A | US
|  |  |  | STXB16RHULPH3S | STXB16RHUL 1/3HP 3PH 1000 RPM ODP | 1868 | 40 | 40 | 41 | 154.49 | 817418016178 | CRATE | 1 | Commercial | N/A | US
|  |  |  | STXB16RHULQH1S | BLD STXB16RHUL 1/2HP 1PH 1150 RPM ODP | 1813 | 39.5 | 39.5 | 40.75 | 152.36 | 817418015942 | CRATE | 1 | Quickship | N/A | US
|  |  |  | STXB16RHULQH3S | BLD STXB16RHUL 1/2HP 3PH 1150 RPM ODP | 1889 | 39.5 | 39.5 | 40.75 | 152.36 | 817418016185 | CRATE | 1 | Quickship | N/A | US
|  |  |  | STXB16RHULRH1S | BLD STXB16RHUL 3/4HP 1PH 1300 RPM ODP | 1959 | 39.5 | 39.5 | 40.75 | 159.75 | 817418015959 | CRATE | 1 | Quickship | N/A | US
|  |  |  | STXB16RHULRH3S | BLD STXB16RHUL 3/4HP 3PH 1300 RPM ODP | 1938 | 39.5 | 39.5 | 40.75 | 190 | 817418016192 | CRATE | 1 | Quickship | N/A | US
|  |  |  | STXB16RHULSH1S | BLD STXB16RHUL 1HP 1PH 1400 RPM ODP | 2022 | 39.5 | 39.5 | 40.75 | 161.75 | 817418015966 | CRATE | 1 | Quickship | N/A | US
|  |  |  | STXB16RHULSH3S | BLD STXB16RHUL 1HP 3PH 1400 RPM ODP | 2031 | 39.5 | 39.5 | 40.75 | 158.75 | 817418016208 | CRATE | 1 | Quickship | N/A | US
|  |  |  | STXB18RHULPH1S | STXB18RHUL 1/3HP 1PH 800 RPM ODP | 1974 | 46 | 46 | 44 | 192.45 | 817418018608 | CRATE | 1 | Quickship | N/A | US
|  |  |  | STXB18RHULPH3S | STXB18RHUL 1/3HP 3PH 800 RPM ODP | 2008 | 46 | 46 | 44 | 199.45 | 817418018615 | CRATE | 1 | Commercial | N/A | US
|  |  |  | STXB18RHULQH1S | BLD STXB18RHUL 1/2HP 1PH 900 RPM ODP | 2012 | 46 | 46 | 44 | 197.45 | 817418018622 | CRATE | 1 | Quickship | N/A | US
|  |  |  | STXB18RHULQH3S | BLD STXB18RHUL 1/2HP 3PH 900 RPM ODP | 2046 | 46 | 46 | 44 | 197.45 | 817418018639 | CRATE | 1 | Quickship | N/A | US
|  |  |  | STXB18RHULRH1S | BLD STXB18RHUL 3/4HP 1PH 1050 RPM ODP | 2169 | 46 | 46 | 44 | 204.45 | 817418018646 | CRATE | 1 | Quickship | N/A | US
|  |  |  | STXB18RHULRH3S | BLD STXB18RHUL 3/4HP 3PH 1050 RPM ODP | 2104 | 46 | 46 | 44 | 201.45 | 817418018653 | CRATE | 1 | Quickship | N/A | US
|  |  |  | STXB18RHULSH1S | BLD STXB18RHUL 1HP 1PH 1150 RPM ODP | 2225 | 46 | 46 | 44 | 206.45 | 817418018660 | CRATE | 1 | Quickship | N/A | US
|  |  |  | STXB18RHULSH3S | BLD STXB18RHUL 1HP 3PH 1150 RPM ODP | 2118 | 46 | 46 | 44 | 207.45 | 817418018677 | CRATE | 1 | Quickship | N/A | US
|  |  |  | STXB18RHULTH1S | BLD STXB18RHUL 1-1/2HP 1PH 1300 RPM ODP | 2336 | 46 | 46 | 44 | 212.45 | 817418018684 | CRATE | 1 | Quickship | N/A | US
|  |  |  | STXB18RHULTH3S | BLD STXB18RHUL 1-1/2HP 3PH 1300 RPM ODP | 2153 | 46 | 46 | 44 | 212.45 | 817418018691 | CRATE | 1 | Quickship | N/A | US
|  |  |  | STXB18RHULVH1S | BLD STXB18RHUL 2HP 1PH 1450 RPM ODP | 2382 | 46 | 46 | 44 | 221.45 | 817418018707 | CRATE | 1 | Quickship | N/A | US
|  |  |  | STXB18RHULVH3S | BLD STXB18RHUL 2HP 3PH 1450 RPM ODP | 2198 | 46 | 46 | 44 | 219.45 | 817418018714 | CRATE | 1 | Quickship | N/A | US
|  |  |  | STXB20RHULPH1S | BLD STXB20RHUL 1/3HP 1PH 650 RPM ODP | 2261 | 50 | 50 | 47 | 200.45 | 817418018738 | CRATE | 1 | Quickship | N/A | US
|  |  |  | STXB20RHULPH3S | STXB20RHUL 1/3HP 3PH 650 RPM ODP | 2233 | 50 | 50 | 47 | 207.45 | 817418018745 | CRATE | 1 | Commercial | N/A | US
|  |  |  | STXB20RHULQH1S | STXB20RHUL 1/2HP 1PH 800 RPM ODP | 2306 | 50 | 50 | 47 | 205.45 | 817418018752 | CRATE | 1 | Quickship | N/A | US
|  |  |  | STXB20RHULQH3S | STXB20RHUL 1/2HP 3PH 800 RPM ODP | 2280 | 50 | 50 | 47 | 205.45 | 817418018769 | CRATE | 1 | Quickship | N/A | US
|  |  |  | STXB20RHULRH1S | BLD STXB20RHUL 3/4HP 1PH 900 RPM ODP | 2472 | 50 | 50 | 47 | 212.45 | 817418018776 | CRATE | 1 | Quickship | N/A | US
|  |  |  | STXB20RHULRH3S | BLD STXB20RHUL 3/4HP 3PH 900 RPM ODP | 2286 | 50 | 50 | 47 | 209.45 | 817418018783 | CRATE | 1 | Quickship | N/A | US
|  |  |  | STXB20RHULSH1S | BLD STXB20RHUL 1HP 1PH 1000 RPM ODP | 2566 | 50 | 50 | 47 | 214.45 | 817418018790 | CRATE | 1 | Quickship | N/A | US
|  |  |  | STXB20RHULSH3S | BLD STXB20RHUL 1HP 3PH 1000 RPM ODP | 2402 | 50 | 50 | 47 | 211.45 | 817418018806 | CRATE | 1 | Quickship | N/A | US
|  |  |  | STXB20RHULTH1S | BLD STXB20RHUL 1-1/2HP 1PH 1150 RPM ODP | 2655 | 50 | 50 | 47 | 220.45 | 817418018813 | CRATE | 1 | Quickship | N/A | US
|  |  |  | STXB20RHULTH3S | BLD STXB20RHUL 1-1/2HP 3PH 1150 RPM ODP | 2452 | 50 | 50 | 47 | 216.45 | 817418018820 | CRATE | 1 | Quickship | N/A | US
|  |  |  | STXB20RHULVH1S | BLD STXB20RHUL 2HP 1PH 1300 RPM ODP | 2710 | 50 | 50 | 47 | 229.45 | 817418018837 | CRATE | 1 | Quickship | N/A | US
|  |  |  | STXB20RHULVH3S | BLD STXB20RHUL 2HP 3PH 1300 RPM ODP | 2501 | 50 | 50 | 47 | 223.45 | 817418018844 | CRATE | 1 | Quickship | N/A | US
|  |  |  | STXB22RHULPH1S | STXB22RHUL 1/3HP 1PH 550 RPM ODP | 2332 | 50 | 50 | 47 | 200.45 | 817418018868 | CRATE | 1 | Quickship | N/A | US
|  |  |  | STXB22RHULPH3S | STXB22RHUL 1/3HP 3PH 550 RPM ODP | 2298 | 50 | 50 | 47 | 207.45 | 817418018875 | CRATE | 1 | Commercial | N/A | US
|  |  |  | STXB22RHULQH1S | BLD STXB22RHUL 1/2HP 1PH 650 RPM ODP | 2376 | 50 | 50 | 47 | 205.45 | 817418018882 | CRATE | 1 | Quickship | N/A | US
|  |  |  | STXB22RHULQH3S | BLD STXB22RHUL 1/2HP 3PH 650 RPM ODP | 2346 | 50 | 50 | 47 | 205.45 | 817418018899 | CRATE | 1 | Quickship | N/A | US
|  |  |  | STXB22RHULRH1S | BLD STXB22RHUL 3/4HP 1PH 750 RPM ODP | 2546 | 50 | 50 | 47 | 212.45 | 817418018905 | CRATE | 1 | Quickship | N/A | US
|  |  |  | STXB22RHULRH3S | STXB22RHUL 3/4HP 3PH 750 RPM ODP | 2356 | 50 | 50 | 47 | 209.45 | 817418018912 | CRATE | 1 | Quickship | N/A | US
|  |  |  | STXB22RHULSH1S | BLD STXB22RHUL 1HP 1PH 800 RPM ODP | 2641 | 50 | 50 | 47 | 214.45 | 817418018929 | CRATE | 1 | Quickship | N/A | US
|  |  |  | STXB22RHULSH3S | BLD STXB22RHUL 1HP 3PH 800 RPM ODP | 2474 | 50 | 50 | 47 | 211.45 | 817418018936 | CRATE | 1 | Quickship | N/A | US
|  |  |  | STXB22RHULTH1S | BLD STXB22RHUL 1-1/2HP 1PH 950 RPM ODP | 2734 | 50 | 50 | 47 | 220.45 | 817418018943 | CRATE | 1 | Quickship | N/A | US
|  |  |  | STXB22RHULTH3S | BLD STXB22RHUL 1-1/2HP 3PH 950 RPM ODP | 2525 | 50 | 50 | 47 | 216.45 | 817418018950 | CRATE | 1 | Quickship | N/A | US
|  |  |  | STXB22RHULVH1S | BLD STXB22RHUL 2HP 1PH 1050 RPM ODP | 2790 | 50 | 50 | 47 | 229.45 | 817418018967 | CRATE | 1 | Quickship | N/A | US
|  |  |  | STXB22RHULVH3S | BLD STXB22RHUL 2HP 3PH 1050 RPM ODP | 2578 | 50 | 50 | 47 | 223.45 | 817418018974 | CRATE | 1 | Quickship | N/A | US
|  |  |  | STXB24RHULPH1S | STXB24RHUL 1/3HP 1PH 450 RPM ODP | 2712 | 52 | 52 | 52 | 305 | 817418019131 | CRATE | 1 | Quickship | N/A | US
|  |  |  | STXB24RHULPH3S | STXB24RHUL 1/3HP 3PH 450 RPM ODP | 2764 | 52 | 52 | 52 | 312 | 817418019148 | CRATE | 1 | Commercial | N/A | US
|  |  |  | STXB24RHULQH1S | BLD STXB24RHUL 1/2HP 1PH 550 RPM ODP | 2777 | 52 | 52 | 52 | 310 | 817418019155 | CRATE | 1 | Quickship | N/A | US
|  |  |  | STXB24RHULQH3S | STXB24RHUL 1/2HP 3PH 550 RPM ODP | 2810 | 52 | 52 | 52 | 312 | 817418019162 | CRATE | 1 | Quickship | N/A | US
|  |  |  | STXB24RHULRH1S | STXB24RHUL 3/4HP 1PH 650 RPM ODP | 2931 | 52 | 52 | 52 | 317 | 817418019179 | CRATE | 1 | Quickship | N/A | US
|  |  |  | STXB24RHULRH3S | STXB24RHUL 3/4HP 3PH 650 RPM ODP | 2867 | 52 | 52 | 52 | 314 | 817418019186 | CRATE | 1 | Quickship | N/A | US
|  |  |  | STXB24RHULSH1S | BLD STXB24RHUL 1HP 1PH 700 RPM ODP | 2981 | 52 | 52 | 52 | 319 | 817418019193 | CRATE | 1 | Quickship | N/A | US
|  |  |  | STXB24RHULSH3S | BLD STXB24RHUL 1HP 3PH 700 RPM ODP | 2859 | 52 | 52 | 52 | 316 | 817418019209 | CRATE | 1 | Quickship | N/A | US
|  |  |  | STXB24RHULTH3S | BLD STXB24RHUL 1-1/2HP 3PH 800 RPM ODP | 2913 | 52 | 52 | 52 | 321 | 817418019216 | CRATE | 1 | Quickship | N/A | US
|  |  |  | STXB24RHULVH3S | BLD STXB24RHUL 2HP 3PH 900 RPM ODP | 2926 | 52 | 52 | 52 | 420 | 817418019223 | CRATE | 1 | Quickship | N/A | US
|  |  |  | STXD06CJH1AS | STXD6C 1/10HP 1PH 1550RPM 115V ODP | 821 | 31.5 | 31.5 | 34.75 | 90.03 | 817418016215 | CRATE | 1 | Quickship | N/A | US
|  |  |  | STXD06JH1AS | STXD6 1/10HP 1PH 1550RPM 115V ODP | 848 | 31.5 | 31.5 | 34.75 | 90.01 | 817418016222 | CRATE | 1 | Quickship | N/A | US
|  |  |  | STXD07JH1AS | STXD7 1/10HP 1PH 1550RPM 115V ODP | 857 | 31.5 | 31.5 | 34.75 | 88.86 | 817418016239 | CRATE | 1 | Quickship | N/A | US
|  |  |  | STXD08HM1AS | STXD8 1/25HP 1PH 1050RPM 115V ODP | 980 | 31.5 | 31.5 | 34.75 | 88.9 | 817418016246 | CRATE | 1 | Quickship | N/A | US
|  |  |  | STXD08MH1AS | STXD8 1/4HP 1PH 1625RPM 115V ODP | 1070 | 31.5 | 31.5 | 34.75 | 101.9 | 817418016253 | CRATE | 1 | Quickship | N/A | US
|  |  |  | STXD10RHULMM1AS | STXD10 RHUL1/4HP 1PH 1075RPM 115V ODP | 1292 | 31.5 | 31.5 | 34.75 | 111.46 | 817418016260 | CRATE | 1 | Quickship | N/A | US
|  |  |  | STXD10RHULPH1AS | STXD10 RHUL1/3HP 1PH 1625RPM 115V ODP | 1342 | 31.5 | 31.5 | 34.75 | 115.46 | 817418016277 | CRATE | 1 | Quickship | N/A | US
|  |  |  | STXD12RHULMM1AS | STXD12 RHUL1/4HP 1PH 1075RPM 115V ODP | 1399 | 35.5 | 35.5 | 36.25 | 111 | 817418016284 | CRATE | 1 | Quickship | N/A | US
|  |  |  | STXD12RHULQH1AS | STXD12 RHUL1/2HP 1PH 1625RPM 115V ODP | 1459 | 35.5 | 35.5 | 36.25 | 125 | 817418016291 | CRATE | 1 | Quickship | N/A | US
|  |  |  | STXD14RHULMM1AS | BLD STXD14 RHUL1/4HP 1PH 1075RPM 115V ODP | 1364 | 35.5 | 35.5 | 36.25 | 111.95 | 817418016307 | CRATE | 1 | Quickship | N/A | US
|  |  |  | STXD15RHULQM1AS | STXD15 RHUL1/2HP 1PH 1140RPM 115V ODP | 1565 | 39.5 | 39.5 | 37.25 | 135.3 | 817418016314 | CRATE | 1 | Quickship | N/A | US
|  |  |  | STXD16RHULQM1AS | STXD16 RHUL1/2HP 1PH 1140RPM 115V ODP | 1639 | 39.5 | 39.5 | 37.25 | 135.72 | 817418016321 | CRATE | 1 | Quickship | N/A | ES
|  |  |  | SWF-100 | SWF-100 EXT CENTRIFUGAL SIDEWALL FAN | 326 | 17 | 17 | 12 | 11.81 | 812482010367 | BOX | 36 | Quickship | 1750 | ES
|  |  |  | SWF-100X | SWF-100X EXT CENTRIFUGAL SIDEWALL FAN | 345 | 17 | 17 | 12 | 11.91 | 812482010374 | BOX | 36 | Quickship | 1750 | ES
|  |  |  | SWF-150 | SWF-150 EXT CENTRIFUGAL SIDEWALL FAN | 357 | 17 | 17 | 12 | 12.11 | 812482010381 | BOX | 30 | Quickship | 1750 | ES
|  |  |  | SWF-150X | SWF-150X EXT CENTRIFUGAL SIDEWALL FAN | 476 | 19 | 19 | 13 | 15.43 | 812482010398 | BOX | 16 | Quickship | 1750 | ES
|  |  |  | SWF-200 | SWF-200 EXT CENTRIFUGAL SIDEWALL FAN | 542 | 19 | 19 | 13 | 15.74 | 812482010404 | BOX | 16 | Quickship | 1750 | US
|  |  |  | SY-4 | 4" Y SHEET METAL ADAPTOR | 31 | 10 | 10 | 4 | 2 | 812482011647 | BOX | 240 | Quickship | 1750 | US
|  |  |  | SY-6 | 6" Y SHEET METAL ADAPTOR | 33 | 14 | 14 | 10 | 2 | 812482011654 | BOX | 36 | Quickship | 1750 | US
|  |  |  | SY66-8 | 6X6X8 Y SHEET METAL ADAPTOR | 42 | 14 | 14 | 10 | 2 | 812482011678 | BOX | 36 | Quickship | 1750 | US
|  |  |  | SY-8 | 8" Y SHEET METAL ADAPTOR | 41 | 14 | 14 | 10 | 2 | 812482011661 | BOX | 36 | Quickship | 1750 | US
|  |  |  | SY88-10 | 8X8X10 Y SHEET METAL ADAPTOR | 47 | 14 | 14 | 10 | 2 | 812482011685 | BOX | 36 | Quickship | 1750 | ES
|  |  |  | TD-100 | 5211569800 TD 4IN | 156 | 11 | 11 | 10 | 3.1 | 812482010268 | BOX | 72 | Quickship | 1750 | ES
|  |  |  | TD-100X1 | 5211372100 TD 4IN X *120V 60* | 187 | 11 | 11 | 13 | 6 | 817418017861 | BOX | 60 | Quickship | 1750 | ES
|  |  |  | TD-125 | 5211371100 TD-5IN | 210 | 12 | 12 | 12 | 4.73 | 812482010305 | BOX | 60 | Quickship | 1750 | ES
|  |  |  | TD-125XS | 5211370600 TD-125X SILENT 120 VOLT 60HZ | 363 | 26 | 11 | 14 | 11.03 | 817418017793 | BOX | 30 | Quickship | 1750 | ES
|  |  |  | TD-150 | 5211572200 TD-6IN TD-500/150 *120V60* | 272 | 12 | 12 | 15 | 6.13 | 812482010329 | BOX | 48 | Quickship | 1750 | ES
|  |  |  | TD-150S | 5211370700 TD-150 SILENT 120 VOLT 60HZ | 425 | 22 | 11.25 | 14.25 | 12.82 | 817418012125 | BOX | 24 | Quickship | 1750 | ES
|  |  |  | TD-200 | 5211574800 TD-8IN | 347 | 14 | 14 | 14 | 10.11 | 812482010336 | BOX | 24 | Quickship | 1750 | ES
|  |  |  | TD-200S | 5211370800 TD-200 SILENT 120 VOLT 60HZ | 532 | 26 | 14 | 16 | 19.02 | 817418012132 | BOX | 24 | Quickship | 1750 | ES
|  |  |  | TD-250 | 5211681100 TD-10IN- X | 628 | 16 | 13 | 12 | 21 | 812482010312 | BOX | 30 | Quickship | 1750 | ES
|  |  |  | TD-315 | 5211680300 TD 12.4IN | 746 | 19 | 17 | 15 | 31 | 812482010343 | BOX | 24 | Quickship | 1750 | ES
|  |  |  | TD-355 | 5211018700 TD 14IN - doesn't qualify for FFA due to size restrictions, ships LTL. | 1265 | 20 | 20 | 19 | 68 | 817418013481 | BOX | 8 | Quickship | N/A | ES
|  |  |  | TD-400 | 5211019500 TD 16IN - doesn't qualify for FFA due to size restrictions, ships LTL. | 2057 | 22 | 22 | 21 | 78 | 812482010350 | BOX | 8 | Quickship | N/A | US
|  |  |  | TR130 | ENERGY RECOVERY VENTILATOR 130 CFM | 1500 | 32 | 22 | 18 | 60 | 812482012149 | BOX | 8 | Quickship | N/A | US
|  |  |  | TR200 | ENERGY RECOVERY VENTILATOR 200 CFM | 1946 | 34 | 44 | 34 | 110 | 812482012156 | CRATE | 4 | Quickship | N/A | US
|  |  |  | TR90 | ENERGY RECOVERY VENTILATOR 90 CFM | 1274 | 29 | 22 | 15 | 40 | 817418014211 | BOX | 10 | Quickship | N/A | US
|  |  |  | TR90G | ENERGY RECOVERY VENTILATOR 90 CFM GALV | 1205 | 29 | 22 | 15 | 40 | 817418014228 | BOX | 10 | Quickship | N/A | US
|  |  |  | TRC1200-115 | ENERGY RECOVERY VENTILATOR 1575 CFM | 11845 | 70 | 47 | 53 | 571 | 817418018004 | CRATE | 1 | Residential | N/A | US
|  |  |  | TRC1200-230 | ENERGY RECOVERY VENTILATOR 1575 CFM 1 PHASE | 11845 | 70 | 47 | 53 | 571 | 817418018011 | CRATE | 1 | Residential | N/A | US
|  |  |  | TRC1200-230-3P | ENERGY RECOVERY VENTILATOR 1575 CFM | 11845 | 70 | 47 | 53 | 571 | 817418018028 | CRATE | 1 | Residential | N/A | US
|  |  |  | TRC1200-460-3P | ENERGY RECOVERY VENTILATOR 1575 CFM | 11845 | 70 | 47 | 53 | 571 | 817418018035 | CRATE | 1 | Residential | N/A | US
|  |  |  | TRC1200RTH-230-3P | TRC1200RTH-230, 3 PH ROOFTOP HORIZONTAL | 15110 | 70 | 47 | 83 | 456 | N/A | CRATE | 1 | Commercial | N/A | US
|  |  |  | TRC1200RTV-230-3P | TRC1200RTV-230, 3 PH ROOFTOP VERTICAL | 15110 | 70 | 47 | 83 | 456 | N/A | CRATE | 1 | Commercial | N/A | US
|  |  |  | TRC1600-115 | ENERGY RECOVERY VENTILATOR 2025 CFM | 15926 | 70 | 47 | 40 | 714 | 817418015065 | CRATE | 1 | Residential | N/A | US
|  |  |  | TRC1600-230 | ENERGY RECOVERY VENTILATOR 2025 CFM | 15926 | 70 | 47 | 40 | 714 | 817418015072 | CRATE | 1 | Residential | N/A | US
|  |  |  | TRC1600-230-3P | ENERGY RECOVERY VENTILATOR 2025 CFM | 15926 | 70 | 47 | 40 | 714 | 817418015089 | CRATE | 1 | Residential | N/A | US
|  |  |  | TRC1600-460-3P | ENERGY RECOVERY VENTILATOR 2025 CFM | 15926 | 70 | 47 | 40 | 714 | 817418015096 | CRATE | 1 | Residential | N/A | US
|  |  |  | TRC1600RTH-230-1P | TRC1600RTH-230, 1PH ROOFTOP HORIZONTAL | 19713 | 96 | 47 | 50 | 593 | N/A | CRATE | 1 | Commercial | N/A | US
|  |  |  | TRC1600RTH-230-3P | TRC1600RTH-230, 1PH ROOFTOP HORIZONTAL | 19713 | 96 | 47 | 50 | 593 | N/A | CRATE | 1 | Commercial | N/A | US
|  |  |  | TRC1600RTV-230-1P | TRC1600RTV-230, 1PH ROOFTOP VERTICAL | 19713 | 96 | 47 | 50 | 593 | N/A | CRATE | 1 | Commercial | N/A | US
|  |  |  | TRC1600RTV-230-3P | TRC1600RTV-230, 1PH ROOFTOP VERTICAL | 19713 | 96 | 47 | 50 | 593 | N/A | CRATE | 1 | Commercial | N/A | US
|  |  |  | TRCe1200-115 | ERV WITH EC MOTOR 1575 CFM | 14355 | 70 | 47 | 53 | 571 | 810002292392 | CRATE | 1 | Residential | N/A | US
|  |  |  | TRCe1200-230 | ERV WITH EC MOTOR 1575 CFM | 14355 | 70 | 47 | 53 | 571 | 810002292408 | CRATE | 1 | Residential | N/A | US
|  |  |  | TRCe1200RTH-230-1P | TRCe1200RTH-230, 1 PH, ECM ROOFTOP HORIZONTAL | 17616 | 70 | 47 | 83 | 456 | N/A | CRATE | 1 | Commercial | N/A | US
|  |  |  | TRCe1200RTV-230-1P | TRCe1200RTV-230, 1 PH, ECM ROOFTOP VERTICAL | 17616 | 70 | 47 | 83 | 456 | N/A | CRATE | 1 | Commercial | N/A | US
|  |  |  | TRCeN | OUTLET GUARD ASSY VENT SET 14 | 272 | 16 | 16 | 16 | 1 | 812961015944 | BOX | 1 | Commercial | N/A | ES
|  |  |  | TRCeN500-230 | ERV WITH EC MOTOR INDOOR UNIT 488 CFM | 5397 | 60 | 30 | 56 | 205 | 810002295928 | CRATE | 2 | Residential | N/A | US
|  |  |  | SPBACNETFC-W | BACNET FAN CONTROL | 484 | 1 | 3.25 | 5 | 2 | N/A | BOX | 1 | Residential | N/A | US
|  |  |  | TRCeN500RTH-230-1P | TRCeN500RTH-230, 1PH, ECM ROOFTOP HORIZONTAL | 7879 | 60 | 32 | 82 | 255 | N/A | CRATE | 1 | Commercial | N/A | US
|  |  |  | TRCeN500RTV-230-1P | TRCeN500RTV-230, 1PH, ECM ROOFTOP VERTICAL | 7879 | 60 | 32 | 82 | 255 | N/A | CRATE | 1 | Commercial | N/A | US
|  |  |  | TRCeN500V-230 | ERV WITH EC MOTOR INDOOR UNIT 488 CFM | 5397 | 60 | 30 | 56 | 205 | 810002295935 | CRATE | 2 | Residential | N/A | US
|  |  |  | TRCeN800-230 | ERV WITH EC MOTOR INDOOR UNIT 1150 CFM | 7879 | 60 | 30 | 56 | 204 | 810002295942 | CRATE | 2 | Residential | N/A | US
|  |  |  | TRCeN800RTH-230-1P | TRCeN800RTH-230, 1 PH, ECM ROOFTOP HORIZONTAL | 11712 | 60 | 32 | 82 | 311 | N/A | CRATE | 1 | Commercial | N/A | US
|  |  |  | TRCeN800RTV-230-1P | TRCeN800RTV-230, 1 PH, ECM ROOFTOP VERTICAL | 11712 | 60 | 32 | 82 | 311 | N/A | CRATE | 1 | Commercial | N/A | US
|  |  |  | TRCeN800V-230 | ERV WITH EC MOTOR INDOOR UNIT 1150 CFM | 7879 | 60 | 30 | 56 | 204 | 810002295959 | CRATE | 2 | Residential | N/A | US
|  |  |  | TRe200 | ERV 30-230 CFM ECM W LINE CORD | 1805 | 32 | 22 | 18 | 48 | 810002294358 | BOX | 8 | Quickship | N/A | US
|  |  |  | TRe300 | ERV 30-290 CFM ECM W LINE CORD | 2192 | 33 | 22 | 29 | 66 | 810002294365 | BOX | 4 | Quickship | N/A | US
|  |  |  | TRe90 | ERV 30-130 CFM W LINE CORD | 1490 | 30 | 23 | 12 | 38 | 810002295751 | BOX | 10 | Quickship | N/A | US
|  |  |  | TRe90H | ERV 30-130 CFM W/O LINE CORD | 1490 | 30 | 23 | 12 | 38 | 810002295768 | BOX | 10 | Quickship | N/A | US
|  |  |  | TRLPe110 | ERV 30-130 CFM ECM W/ LINE CORD | 1806 | 30 | 23 | 12 | 38 | 810002295799 | BOX | 10 | Quickship | N/A | US
|  |  |  | TRLPe110H | ERV 30-130 CFM ECM W/O LINE CORD | 1806 | 30 | 23 | 12 | 38 | 810002295805 | BOX | 10 | Quickship | N/A | US
|  |  |  | V102 | VIBRATION ISOLATOR FF100-1500 (ONE BAG) | 63 | 1 | 1 | 1 | 1 | 812961017412 | BOX | 864 | Commercial | N/A | US
|  |  |  | V104 | VIBRATION HANGER FFC2000 FFC3500 (BOX OF 4) | 175 | 5 | 5 | 5 | 1 | 812961017429 | BOX | 864 | Commercial | N/A | US
|  |  |  | VB-106 | VB-106 6 INCH BROWN VINYL | 23 | 9 | 9 | 2 | 1 | 817418019230 | BOX | 600 | Quickship | N/A | US
|  |  |  | VFRSQ06-15 | FLOOR ISOLATR RUBBER SQ 06"-15" ASSY KIT | 260 | 5 | 5 | 5 | 6 | 812482019681 | BOX | 300 | Quickship | N/A | US
|  |  |  | VFRSQ18-20 | FLOOR ISOLATR RUBBER SQ 18"-20" ASSY KIT | 328 | 5 | 5 | 5 | 6 | 812482019704 | BOX | 864 | Quickship | N/A | US
|  |  |  | VFRSQ24-30 | FLOOR ISOLATR RUBBER SQ 24"-30" ASSY KIT | 328 | 5 | 5 | 5 | 6 | 812482019711 | BOX | 864 | Quickship | N/A | US
|  |  |  | VFSSQ06-20 | BLD FLOOR ISOLATR SPRING SQ 06"-20" ASSY KIT | 772 | 8 | 8 | 8 | 15 | 812482019698 | BOX | 300 | Quickship | N/A | US
|  |  |  | VFSSQ24-30 | FLOOR ISOLATR SPRING SQ 24"-30" ASSY KIT | 772 | 8 | 8 | 8 | 8 | 812482019728 | BOX | 210 | Quickship | N/A | US
|  |  |  | VHRSQ06-15 | HANGING ISOLTR RUBBER SQ 6"-15" ASSY KIT | 372 | 8 | 8 | 8 | 4 | 812482019636 | BOX | 300 | Quickship | N/A | US
|  |  |  | VHRSQ18-20 | HANGING ISLTR RUBBER SQ 18"-20" ASSY KIT | 418 | 8 | 8 | 8 | 6 | 812482019643 | BOX | 210 | Quickship | N/A | US
|  |  |  | VHRSQ24-30 | BLD HANGING ISLTR RUBBER SQ 24"-30" ASSY KIT | 418 | 8 | 8 | 8 | 9 | 812482019674 | BOX | 210 | Quickship | N/A | US
|  |  |  | VHSSQ06-20 | HANGING ISOLTR SPRING SQ 6"-20" ASSY KIT | 439 | 8 | 8 | 8 | 7 | 812482019650 | BOX | 300 | Quickship | N/A | US
|  |  |  | VHSSQ24 | BLD HANGING ISOLTR SPRING SQ 24" ASSY KIT | 439 | 8 | 8 | 8 | 8 | 812482019667 | BOX | 210 | Quickship | N/A | US
|  |  |  | VLED-100 | VENTLIGHT LED | 191 | 17 | 8 | 8 | 6 | 812482012040 | BOX | 105 | Quickship | 1750 | US
|  |  |  | VLF-100 | VENTLIGHT FLUORESCENT | 148 | 17 | 8 | 8 | 6 | 812482012064 | BOX | 105 | Residential | 1750 | US
|  |  |  | VLH-100 | VENTLIGHT HALOGEN | 148 | 17 | 8 | 8 | 5.55 | 812482012057 | BOX | 105 | Quickship | 1750 | US
|  |  |  | VT8 | 8" TAUPE VINYL WALL CAP | 95 | 17 | 13 | 13 | 4 | 817418019247 | BOX | 24 | Quickship | N/A | US
|  |  |  | VW106 | 6" WHITE VINYL LOUVERED WALL VENT | 28 | 12 | 12 | 4 | 1 | 817418019254 | BOX | 180 | Quickship | N/A | US
|  |  |  | VW12X12-G | 12" X12"-10" GALV RND WALL CAP - TRC500 | 200 | 13 | 13 | 11 | 5 | 817418019261 | BOX | 54 | Residential | N/A | US
|  |  |  | VW12X8 | 12" X 8" TO 8" ROUND GALVANIZED WALL CAP | 182 | 14 | 10 | 6 | 4 | 817418019278 | BOX | 80 | Quickship | N/A | US
|  |  |  | WHPGED1012 | BLD ASSY WALL HSG PCK-DMPR-GRD GED10/12 | 483 | 16 | 16 | 22 | 25 | 812482017878 | BOX | 1 | Commercial | N/A | US
|  |  |  | WHPGED1012M | ASSY WALL HSG PCK MTR-DMPR-GRD GED10/12 | 866 | 16 | 16 | 22 | 25 | 812482017908 | BOX | 1 | Commercial | N/A | US
|  |  |  | WHPGED1416 | BLD ASSY WALL HSG PCK-DMPR-GRD GED14/16 | 536 | 22 | 11 | 27 | 40 | 812482017885 | BOX | 1 | Commercial | N/A | US
|  |  |  | WHPGED1416M | ASSY WALL HSG PCK MTR-DMPR-GRD GED14/16 | 918 | 20 | 20 | 20 | 28 | 812482017915 | BOX | 1 | Commercial | N/A | US
|  |  |  | WHPGED1820 | BLD ASSY WALL HSG PCK-DMPR-GRD GED18/20 | 602 | 24 | 24 | 27 | 30 | 812482017892 | PLT | 8 | Commercial | N/A | US
|  |  |  | WHPGED1820M | ASSY WALL HSG PCK MTR-DMPR-GRD GED18/19 | 982 | 25 | 25 | 25 | 30 | 812482017922 | BOX | 0 | Commercial | N/A | US
|  |  |  | WHPLCE20 | BLD 20"ASSEMBLED WALL HOUSING PCK LC-FAN | 605 | 25 | 25 | 44 | 30 | 812482016932 | CRATE | 1 | Commercial | N/A | US
|  |  |  | WHPLCE20M | ASSY WALL HSG PCK MTR-DMPR-GRD LC20 | 1038 | 25 | 25 | 44 | 30 | 812482017014 | CRATE | 1 | Commercial | N/A | US
|  |  |  | WHPLCE24 | BLD 24" ASSEMBLED WALL HOUSING PCK LC-FAN | 742 | 31 | 31 | 44 | 32 | 812482016949 | CRATE | 1 | Commercial | N/A | US
|  |  |  | WHPLCE24M | ASSY WALL HSG PCK MTR-DMPR-GRD LC24 | 1170 | 31 | 31 | 44 | 32 | 812482017021 | CRATE | 1 | Commercial | N/A | US
|  |  |  | WHPLCE30 | BLD 30" ASSEMBLED WALL HOUSING PCK LC-FAN | 798 | 37 | 37 | 44 | 34 | 812482016956 | CRATE | 1 | Commercial | N/A | US
|  |  |  | WHPLCE30M | ASSY WALL HSG PCK MTR-DMPR-GRD LC30 | 1229 | 37 | 37 | 44 | 34 | 812482017038 | CRATE | 1 | Commercial | N/A | US
|  |  |  | WHPLCE36 | BLD 36"ASSEMBLED WALL HOUSING PCK LC-FAN | 1073 | 43 | 43 | 44 | 38 | 812482016963 | CRATE | 1 | Commercial | N/A | US
|  |  |  | WHPLCE36M | ASSY WALL HSG PCK MTR-DMPR-GRD LC36 | 1641 | 43 | 43 | 44 | 38 | 812482017045 | CRATE | 1 | Commercial | N/A | US
|  |  |  | WHPLCE42 | BLD 42" ASSEMBLED WALL HOUSING PCK LC-FAN | 1319 | 49 | 49 | 44 | 45 | 812482016970 | CRATE | 1 | Commercial | N/A | US
|  |  |  | WHPLCE42M | ASSY WALL HSG PCK MTR-DMPR-GRD LC42 | 1888 | 49 | 49 | 44 | 45 | 812482017052 | CRATE | 1 | Commercial | N/A | US
|  |  |  | WHPLCE48 | BLD 48" ASSEMBLED WALL HOUSING PCK LC-FAN | 1371 | 55 | 55 | 44 | 50 | 812482016987 | CRATE | 1 | Commercial | N/A | US
|  |  |  | WHPLCE48M | ASSY WALL HSG PCK MTR-DMPR-GRD LC48 | 1934 | 55 | 55 | 44 | 50 | 812482017069 | CRATE | 1 | Commercial | N/A | US
|  |  |  | WHPLCE54 | BLD 54" ASSEMBLED WALL HOUSING PCK LC-FAN | 2074 | 61 | 61 | 44 | 60 | 812482016994 | CRATE | 1 | Commercial | N/A | US
|  |  |  | WHPLCE54M | ASSY WALL HSG PCK MTR-DMPR-GRD LC54 | 2641 | 61 | 61 | 44 | 60 | 812482017076 | CRATE | 1 | Commercial | N/A | US
|  |  |  | WHPLCE60 | BLD 60" ASSEMBLED WALL HOUSING PCK LC-FAN | 2262 | 67 | 67 | 44 | 75 | 812482017007 | CRATE | 1 | Commercial | N/A | US
|  |  |  | WHPLCE60M | ASSY WALL HSG PCK MTR-DMPR-GRD LC60 | 2830 | 67 | 67 | 44 | 75 | 812482017083 | CRATE | 1 | Commercial | N/A | US
|  |  |  | WHPLCS20 | 20" ASSEMBLED WALL HOUSING PACK LC-FAN | 583 | 25 | 25 | 44 | 30 | 812482017090 | CRATE | 1 | Commercial | N/A | US
|  |  |  | WHPLCS20M | ASSY WALL HSG PCK MTR-DMPR-GRD LC20 | 1012 | 25 | 25 | 44 | 30 | 817418017175 | CRATE | 1 | Commercial | N/A | US
|  |  |  | WHPLCS24 | 24" ASSEMBLED WALL HOUSING PACK LC-FAN | 661 | 31 | 31 | 44 | 32 | 812482017106 | CRATE | 1 | Commercial | N/A | US
|  |  |  | WHPLCS24M | ASSY WALL HSG PCK MTR-DMPR-GRD LC24 | 1090 | 31 | 31 | 44 | 32 | 817418017182 | CRATE | 1 | Commercial | N/A | US
|  |  |  | WHPLCS30 | 30" ASSEMBLED WALL HOUSING PACK LC-FAN | 762 | 37 | 37 | 44 | 34 | 812482017113 | CRATE | 1 | Commercial | N/A | US
|  |  |  | WHPLCS30M | ASSY WALL HSG PCK MTR-DMPR-GRD LC30 | 1188 | 37 | 37 | 44 | 34 | 817418017199 | CRATE | 1 | Commercial | N/A | US
|  |  |  | WHPLCS36 | 36" ASSEMBLED WALL HOUSING PACK LC-FAN | 962 | 43 | 43 | 44 | 38 | 812482017120 | CRATE | 1 | Commercial | N/A | US
|  |  |  | WHPLCS36M | ASSY WALL HSG PCK MTR-DMPR-GRD LC36 | 1530 | 43 | 43 | 44 | 38 | 817418017205 | CRATE | 1 | Commercial | N/A | US
|  |  |  | WHPLCS42 | 42" ASSEMBLED WALL HOUSING PACK LC-FAN | 1203 | 49 | 49 | 44 | 45 | 812482017137 | CRATE | 1 | Commercial | N/A | US
|  |  |  | WHPLCS42M | ASSY WALL HSG PCK MTR-DMPR-GRD LC42 | 1767 | 49 | 49 | 44 | 45 | 817418017212 | CRATE | 1 | Commercial | N/A | US
|  |  |  | WHPLCS48 | 48" ASSEMBLED WALL HOUSING PACK LC-FAN | 1371 | 55 | 55 | 44 | 50 | 812482017144 | CRATE | 1 | Commercial | N/A | US
|  |  |  | WHPLCS48M | ASSY WALL HSG PCK MTR-DMPR-GRD LC48 | 1934 | 55 | 55 | 44 | 50 | 817418017229 | CRATE | 1 | Commercial | N/A | US
|  |  |  | WHPLCS54 | 54" ASSEMBLED WALL HOUSING PACK LC-FAN | 2074 | 61 | 61 | 44 | 60 | 812482017151 | CRATE | 1 | Commercial | N/A | US
|  |  |  | WHPLCS54M | ASSY WALL HSG PCK MTR-DMPR-GRD LC54 | 2641 | 61 | 61 | 44 | 60 | 817418017236 | CRATE | 1 | Commercial | N/A | US
|  |  |  | WHPLCS60 | 60" ASSEMBLED WALL HOUSING PACK LC-FAN | 2262 | 67 | 67 | 44 | 75 | 812482017168 | CRATE | 1 | Commercial | N/A | US
|  |  |  | WHPLCS60M | ASSY WALL HSG PCK MTR-DMPR-GRD LC60 | 2830 | 67 | 67 | 44 | 75 | 817418017243 | CRATE | 1 | Commercial | N/A | US